## Section 1
BOQ SECTION 1: MANAGEMENT AND ADMINISTRATION

## Bill No.1 Preliminaries&General
Item No | Clause Ref: |  | Unit | Qty | Rate | Amount
BILL NO. 1
PRELIMINARIES AND GENERAL
CONDITIONS OF CONTRACT
The agreement shall be DPW Conditions of Contract (PA-10(FM), Sept 2005, Version 1.0 as contained under Section A of this bill.
Contract Data - Facilities Management - DPW-04(FM) form an integral part of this agreement.
AMENDMENTS TO STANDARD CONDITIONS OF CONRACT
Amendments to "Standard Conditions of Contract are contained under Section B of this bill.
STRUCTURE OF THIS PRELIMINARIES & GENERAL BILL
Section A: Standard Conditions of Contract
Section B: Amendments to Standard Conditions of Contract
Section C: Contract Data
Section D: Special Conditions of Contract
FULL INTENT AND MEANING OF CLAUSES
Tenderers shall be deemed to have referred to the aforementioned documents for the full intent and meaning of each clause. These clauses are hereinafter referred to by the heading and clause number only. Where standard clauses or alternatives are not applicable to this contract such modifications, corrections or supplements as are necessary are given under each relevant clause heading or within the relevant Schedule. Where an item is not relevant to this specific contract such item is marked "N/A" signifying "Not applicable".
PRICING OF CLAUSES
Tenderers shall allow opposite each clause for any cost involved with complying with such clause. Any clauses left unpriced shall be deemed to be covered by rates and prices elsewhere incorporated throughout these Bills of Quantities.
-----------------------------
SECTION A: STANDARD CONDITIONS OF CONTRACT
Tenderers are referred to Volume 3: Part C1.3 - Conditions of Contract - PA-10(FM) of the tender document for the full intent and meaning of each clause.
These clauses are hereunder referred to by the heading and clause number only.
A | 1 | Definitions
|  | F:…................... V:…..................... T:…...................... |  | Item |  | 0
B | 2 | Interpretation
|  | F:…................... V:…..................... T:…...................... |  | Item |  | 0
C | 3 | Duration
|  | F:…................... V:…..................... T:…...................... |  | Item |  | 0
D | 4 | Rights and Obligations of the Employer
|  | F:…................... V:…..................... T:…...................... |  | Item |  | 0
E | 5 | Rights and Obligations of the Service Provider
|  | F:…................... V:…..................... T:…...................... |  | Item |  | 0
F | 6 | Service Manager
|  | F:…................... V:…..................... T:…...................... |  | Item |  | 0
E | 7 | Security
|  | F:…................... V:…..................... T:…...................... |  | Item |  | 0
F | 8 | Security Clearance
|  | F:…................... V:…..................... T:…...................... |  | Item |  | 0
G | 9 | Confidentiality
|  | F:…................... V:…..................... T:…...................... |  | Item |  | 0
H | 10 | Ambiguity in documents
|  | F:…................... V:…..................... T:…...................... |  | Item |  | 0
J | 11 | Insurances
|  | F:…................... V:…..................... T:…...................... |  | Item |  | 0
A | 12 | Access to the facilities and commencement of the Services
|  | F:…................... V:…..................... T:…...................... |  | Item |  | 0
B | 13 | Programme
|  | F:…................... V:…..................... T:…...................... |  | Item |  | 0
C | 14 | Subcontracting
|  | F:…................... V:…..................... T:…...................... |  | Item |  | 0
D | 15 | Intellectual Property Rights indemnity
|  | F:…................... V:…..................... T:…...................... |  | Item |  | 0
E | 16 | Compliance with Legislation
|  | F:…................... V:…..................... T:…...................... |  | Item |  | 0
F | 17 | Reporting on incidents
|  | F:…................... V:…..................... T:…...................... |  | Item |  | 0
G | 18 | Nuisance
|  | F:…................... V:…..................... T:…...................... |  | Item |  | 0
H | 19 | Materials, workmanship and equipment
|  | F:…................... V:…..................... T:…...................... |  | Item |  | 0
J | 20 | Urgent Works
|  | F:…................... V:…..................... T:…...................... |  | Item |  | 0
K | 21 | Indemnifications
|  | F:…................... V:…..................... T:…...................... |  | Item |  | 0
L | 22 | Variations
|  | F:…................... V:…..................... T:…...................... |  | Item |  | 0
M | 23 | Identified Projects
|  | F:…................... V:…..................... T:…...................... |  | Item |  | 0
N | 24 | Suspension of the Services
|  | F:…................... V:…..................... T:…...................... |  | Item |  | 0
A | 25 | Penalty for Non-Performance
|  | F:…................... V:…..................... T:…...................... |  | Item |  | 0
B | 26 | Payments
|  | F:…................... V:…..................... T:…...................... |  | Item |  | 0
C | 27 | Release of Security
|  | F:…................... V:…..................... T:…...................... |  | Item |  | 0
D | 28 | Overpayments
|  | F:…................... V:…..................... T:…...................... |  | Item |  | 0
E | 29 | Completion
|  | F:…................... V:…..................... T:…...................... |  | Item |  | 0
F | 30 | Assignment
|  | F:…................... V:…..................... T:…...................... |  | Item |  | 0
G | 31 | Indulgences
|  | F:…................... V:…..................... T:…...................... |  | Item |  | 0
H | 32 | Ownership and Publication of Documents
|  | F:…................... V:…..................... T:…...................... |  | Item |  | 0
J | 33 | Breach of Contract
|  | F:…................... V:…..................... T:…...................... |  | Item |  | 0
K | 34 | Stoppage and/or termination of Contract
|  | F:…................... V:…..................... T:…...................... |  | Item |  | 0
L | 35 | Dispute Resolution
|  | F:…................... V:…..................... T:…...................... |  | Item |  | 0
M | 36 | General
|  | F:…................... V:…..................... T:…...................... |  | Item |  | 0
N | 37 | Domicilium Citandi et Executandi
|  | F:…................... V:…..................... T:…...................... |  | Item |  | 0
SECTION B : AMENDMENTS TO THE STANDARD CONDITIONS OF CONTRACT
The following amendments are made to the "Standard Conditions of Contract" as contained under Volume 3: Part C1.4 - Amendments to Standard Conditions of Contract of this tender document
A | Clause 1.0 | Definitions
Amend Clause 1.1.3 – “Certificate of Completion”
Replace the words “…. Service Manager...” with the words” … Employer...”
Add the following at the end of the paragraph” … and the Service Provider has fulfilled all its obligations in terms of the Contract.”
Amend Clause 1.1.22 – “Services”
Replace the words in the first paragraph “… Contract Period...” with the words” …Service Period...”
Add new Clause 1.1.28 – “Certificate of Practical Completion”
“Certificate of Practical Completion” means the certificate issued by the Employer signifying that the Service Period has expired and the Service Provider has fulfilled all its obligations in terms of the Service Period”.
Add new Clause 1.1.29 – “Final Contract Price”
“Final Contract Price” means the document prepared by the Service Manager after the completion of the Contract Period.
|  | F:…................... V:…..................... T:…...................... |  | Item |  | 0
B | Clause 5.0 | Rights and Obligations of the Service Provider
Amend Clause 5.4
Delete the words “…. agents and representatives ...” from the first paragraph.
Add the following at the end of the paragraph” … that shall include a….
5.4.1 Key Account/Operations Manager with a qualification accredited by SAQA;
5.4.2 Compliant GMR 2(1) appointee;
5.4.3 Health and Safety Manager that is appropriately qualified, registered and in good standing with the South African Institute for Occupational Safety and Safety and the South African Council for the Project and Construction Managers Profession as a Construction Health and Safety Manager;
5.4.4 Landscaping Horticulturist with a Level 5 Qualification;
5.4.5 Electrician with a wireman’s license;
5.4.6 Certified plumber with approved trade test qualification;
5.4.7 Mechatronic/electronic technician/technologist with relevant qualifications;
5.4.8 Trade tested refrigeration technician;
5.4.9 SAQCC registered technician for fire detection, gas suppression, etc;
5.4.10 Construction Manager/Construction Project Manager with a professional SACPCMP registration;”
Add new Clause 5.10
“The Service Provider shall ensure that its agents and representatives have the relevant experience and capacity necessary for the rendering of the Services with the reasonable degree of skill, care and diligence that may be expected of professionals providing services similar to the Services.”
Add new Clause 5.11
“The Service Provider shall ensure that it maintains a bank rating that is in good standing, has the financial capacity and has access to sufficient financial resources to deliver the contract for the duration of the Contract Period.”
|  | F:…................... V:…..................... T:…...................... |  | Item |  | 0
A | Clause 11.0 | Insurances
Delete Clause 11.1 and substitute with the following new clauses:
Sub-Clause 11.1
The Service Provider shall bear limited risk of damage to and/or destruction of the facilities by whatever cause during the service period and hereby indemnifies and holds harmless the employer against any such damage. The limit of liability shall be R100 million (One Hundred Million Rand). The Service Provider shall take such precautions and security measures and other steps for the protection and security of the facilities as the service provider may deem necessary.
Sub-Clause 11.2
The Service Provider shall effect contract works insurance of the facilities for the risk arising from services being provided under this Contract and, where available, supplementary insurance in respect of civil commotion, riot and strike shall be effected for the services for all risk and, in addition, covering the service providers subcontractors. Such insured amounts shall include the full value of materials and goods, government furnished information, etc., supplied by the Employer to the Service Provider and shall be limited to a liability amount of R100 million (One Hundred Million Rand).
Sub-Clause 11.3
The Service Provider shall effect public liability insurance for not less than R50 million (Fifty Million Rand). In addition, the Service Provider shall effect any relevant workmen’s compensation or similar insurances as are required by law. The Service Provider shall ensure that his subcontractors effect their own similar insurances.
Sub-Clause 11.4
Should the employer decide that the execution of the services could cause the weakening or interference with the support of the existing structures or land adjacent to the site, the Service Provider shall effect support insurance.
Sub-Clause 11.5
The FMSP shall effect and keep in force:
Sub-Clause 11.5.1
The Service Provider shall within twenty-one (21) days of the Commence Date, make available to the employer documentary evidence that insurances have been effected. A copy of the insurance policies shall be provided to the employer with thirty (30) days of commencement of the service period. Approval by the employer shall be deemed unless a reasonable objection is lodged within thirty (30) days of receipt of such policies. Where required, the Service Provider shall provide evidence of renewal to the employer before the expiry of the current period of insurance.
Sub-Clause 11.5.2
Where the Service Provider fails to effect any of the required insurances or to keep them in force, the employer may cancel this agreement in terms of Clauses 33 and 34
Sub-Clause 11.6
Before effecting support insurance in terms of Clause 11.4, the Service Provider shall engage an engineer to design and inspect the provision of the necessary support.
|  | F:…................... V:…..................... T:…...................... |  | Item |  | 0
A | Clause 12.0 | Access to the Facilities and Commencement of the Services
Amend Clause 12.1
Replace the word” …Employer ...” with the words” …Service Manager…”
Amend Clause 12.4
Add the following words to the last paragraph” …… from the Employer...”
|  | F:…................... V:…..................... T:…...................... |  | Item |  | 0
A | Clause 16.0 | Compliance with Regulations
Amend Clause 16.3
Replace the following words from the last paragraph “...Service Manager…” with the word “...Employer…”
|  | F:…................... V:…..................... T:…...................... |  | Item |  | 0
B | Clause 17.0 | Reporting of Incidents
Amend Clause 17.4
Replace the following words “...injury, death or damage to property…” with the words “...or could have resulted in damage to property or injury or death to persons…”
|  | F:…................... V:…..................... T:…...................... |  | Item |  | 0
C | Clause 20.0 | Replace “URGENT WORK” with “ADDITIONAL AND URGENT WORK”
|  | F:…................... V:…..................... T:…...................... |  | Item |  | 0
D | Clause 23.0 | Reporting of Incidents
Amend Clause 23.11
Replace the following word the “...Contract…” with the words “...Identified Project…” throughout the entire clause.
Replace the following word the “...Contractor…” with the words “...Service Provider…” throughout the entire clause.
|  | F:…................... V:…..................... T:…...................... |  | Item |  | 0
E | Clause 24.0 | Suspension of the Services
Amend Clause 24.1
Replace the following words from the first and second paragraphs “…. Service Manager…” with the word “… Employer...”
Amend Clause 24.2
Replace the following words from the first paragraph “…Service Manager…” with the word “…Employer…”
|  | F:…................... V:…..................... T:…...................... |  | Item |  | 0
D | Clause 25.0 | Penalty for Non-Performance
Amend Clause 25.1
Replace the following words from the first paragraph “…performance deduction…” with the words “…penalty for non-performance…”
Amend Clause 25.2
“Penalties for non-performance shall be by means of a payment deduction as defined and calculated in the Scope of Works Part C 3.5 Penalty Schedule”.
Amend Clause 25.3
Replace the following words from the first paragraph “…performance deduction…” with the words “…non-performance penalty…”
|  | F:…................... V:…..................... T:…...................... |  | Item |  | 0
A | Clause 26.0 | Payments
Amend subclause (1) of Clause 26.5
Replace “deductions for penalties” with “deductions for non-performance”
Amend Sub-Clause 26.6 as follows:
Replace “16 days” with “30 days”
Amend clause 26.9 as follows:
Replace “34” with “35”
Amend Sub-Clause 26.10
Replace “30 days” with “45 days"
|  | F:…................... V:…..................... T:…...................... |  | Item |  | 0
B | Clause 27.0 | Release of Security
Amend Clause 27.2.1
Delete the following” …and 27.2.3...”
Amend Clause 27.2.2
• Replace “95%” with “100%”.
• Replace the word “retention” with “cash deposit”
• Replace the words “…. expiry of the Service Period....” with the words “…Final Contract Price being agreed and signed by both Parties…”
Delete Clause 27.2.3
Amend Clause 27.3.1
Delete the following” …and 27.3.3...”
Amend Clause 27.3.2
• Replace “95%” with “100%”.
• Replace the words “…. expiry of the Service Period....” with the words “…Final Contract Price being agreed and signed by both Parties…”
Delete Clause 27.3.3
|  | F:…................... V:…..................... T:…...................... |  | Item |  | 0
A | Clause 29.0 | Completion
Replace “28.1” with “29.1” in the numbering of the clause
Add the following to end of Clause 29.2
Replace the words “…Service Manager....” with the word ”…Employer…”
Add new Clauses 29.4 and 29.5
29.4 “The Service Manager shall issue the Final Contract Price within ninety (90) days of the expiry of the Contract Period”.
29.5 If the Final Contract Price is accepted by the Employer, the Service Manager shall issue the Final Contract Price to the Service Provider for signature.
|  | F:…................... V:…..................... T:…...................... |  | Item |  | 0
B | Clause 31.0 | Indulgences
Replace “31.2” with “31.1” in the numbering of the clause
|  | F:…................... V:…..................... T:…...................... |  | Item |  | 0
C | Clause 32.0 | Ownerhip and Publication of Documents
Add the following paragraph to end of Clause 32.4
“…...prior to the use of such documents and/or materials”.
|  | F:…................... V:…..................... T:…...................... |  | Item |  | 0
D | Clause 34.0 | Stoppages and / or Termination of Contract
Add the following to clause 34;
Sub-Clause 34.6
“In the event of a stoppage caused by industrial action (legal or illegal), the Service Provider will still be obliged to provide the Services as agreed with the Employer that are regarded as essential to the functioning of the Facilities”.
|  | F:…................... V:…..................... T:…...................... |  | Item |  | 0
E | Clause 35.0 | Dispute Resolution
Delete the following from clause 35.3:
“.... failing agreement, the President: South African Facilities Management Institute shall nominate the mediator”
|  | F:…................... V:…..................... T:…...................... |  | Item |  | 0
A | Clause 37.0 | Domicilum Citandi et Executandi
Replace “Parities” with “Parties” in 37.1
Amend Clause 37.3
Replace the word “…Agreement....” with the word” …Contract…”
Amend Clause 37.4
Replace the word “…Agreement....” with the word” …Contract…”
Amend Clause 37.5
Replace the word “…Agreement....” with the word” …Contract…”
|  | F:…................... V:…..................... T:…...................... |  | Item |  | 0
SECTION C : CONTRACT DATA
DATA PROVIDED BY THE EMPLOYER
Information necessary for completion of those clauses contained in the schedule, as necessary for tender purposes, is given hereunder.
Tenderers are referred to Volume 3: Part C1.2- DPW-04(FM) Contract Data: Facilities Management included in this tender
-----------------------------
| 1.1.13 | Employer
Government of the Republic of South Africa in the Department of Public Works and Infrastructure.
| 37.1 | Physical Address
Customs House Building, Lower Heerengracht Street
Foreshore, Cape Town 8001
Postal Address
Private Bag X9027
Cape Town, 8000
Tel: 021 402 2419
Fax: n/a
| 1.1.7 | Contract Period
Sixty-Three (63) months (total of 30 days from Commencement Date + Service Period + Transition Stage)
| 1.1.24 | Service Manager
Multi Quantity Surveyors/Ole Bogeng & Associates JV
Physical Address
Unit AG01, Block A
Grosvenor Square
Park Lane, Century City, Cape Town, 7441
Postal Address
PO Box 471, Century City, Cape Town, 7446
Email
paseka@multiqs.co.za
| 1.1.26 | Service Period
Fifty-Nive (59) months
| 1.1.27 | Transition Stage
Three (3) months
| 12.2 | Service Period Commencement
Thirty (30) days from Letter of Award
| 25.5 | The penalty for non-performance shall be calculated in accordance with the guidelines set out as per Part C3.5 - Penalty Schedule, included under Volume 3.
| 1.1.10 | Contract Price Adjustment Provisions
Preventative Maintenance Items
CPAP Applicable: Yes
CPAP Indices: Work Group 180 (Lump Sum Domestic Buildings)
Base Date: Tender Closing Date
Corrective Maintenance Items
CPAP Applicable: Yes
CPAP Indices: Table 1 - Contract price adjustment provisions work group indices as per latest publication by Stats SA - P0151.1 Construction Materials Price Indices
Base Date: Tender Closing Date
Where CPAP is applicable, the contract value will be adjusted in accordance with the JBCC Contract Price Adjustment Provisions (CPAP) as set out in the CPAP Indices Application Manual as prepared by the JBCC series 2000, code 2118, dated May 2005 and any amendments thereto subject to:
1. Glass etc. measured in specialist section Metalwork, will be adjusted in terms of the index for that work group unless specifically stated otherwise in the bills of quantities.
2. All electrical installations in buildings and power distribution systems shall be adjusted in terms of the index for Work Group 160 Electrical Installation. In case of un interruptible supplies, elevators, escalators and hoist, generating sets, motor-alternator sets and intercommunication systems shall be in accordance with Work Group 170
3. With reference to Work Group 190 a proportion of the value related preliminaries pro rata to the amount of work excluded from adjustment, shall be excluded from Contract Price Adjustment Provisions, if Option A has been selected for the adjustment of preliminaries
4. Further to clause 3.4.4 of the CPAP Indices Application Manual, the listing of additional items for exclusion by tenderers, will not be permitted
5. Where V results in a negative amount after application of the formula in clause 8.3 of the CPAP Indices Application Manual the factor of 0,55 shall be substituted by 1,45
Alternative Indices: Not Applicable
DATA PROVIDED BY THE SERVICE PROVIDER
Data to be provided by the service provider. The tenderer is to provide all appropriate information and to mark/indicate all relevant selections as indicated, failure to do so may invalidate the tender
Tenderers are referred to Volume 3: Part C1.2- DPW-04(FM) Contract Data: Facilities Management included in this tender
SECTION D : SPECIAL CONDITIONS OF CONTRACT
Tenderers are referred to Volume 3: Part C1.5 - Special Conditions of Contract of the tender document for the full intent and meaning of each clause. These clauses are hereunder referred to by the heading and clause number only
-----------------------------
SERVICE 1 - FACILITIES MANANGEMENT
A | Clause 3.1 | Applicable Legislation and Standards
|  | F:…................... V:…..................... T:…...................... |  | Item |  | 0
B | Clause 3.2 | Introduction
|  | F:…................... V:…..................... T:…...................... |  | Item |  | 0
C | Clause 3.3 | Inbound Transition and Handover
|  | F:…................... V:…..................... T:…...................... |  | Item |  | 0
D | Clause 3.4 | Outbound Transition and Handover at Expiry or Termination of Contract
|  | F:…................... V:…..................... T:…...................... |  | Item |  | 0
E | Clause 3.5 | Facilities Management Administration Including The Project Execution Plan
|  | F:…................... V:…..................... T:…...................... |  | Item |  | 0
F | Clause 3.6 | Quality Management
|  | F:…................... V:…..................... T:…...................... |  | Item |  | 0
G | Clause 3.7 | Health and Safety Management
|  | F:…................... V:…..................... T:…...................... |  | Item |  | 0
Induction for Service Providers Appointed by DPWI or Any Other Third Partly
H |  | Allow the amount of R1 500 000 (One Million Five Hundred Rand) for induction of ONLY Service Providers appointed directly by DPWI or any other third (3rd) Partly. This amount shall be used as directed by the Client/Service Manager and deducted in whole or in part if not required. |  | Sum |  | 1500000
A | Clause 3.8 | Environmental Management
|  | F:…................... V:…..................... T:…...................... |  | Item |  | 0
B | Clause 3.9 | Heritage Building Compliance
|  | F:…................... V:…..................... T:…...................... |  | Item |  | 0
C | Clause 3.10 | Operating Hours
|  | F:…................... V:…..................... T:…...................... |  | Item |  | 0
D | Clause 3.11 | Organisational Structure
|  | F:…................... V:…..................... T:…...................... |  | Item |  | 0
E | Clause 3.12 | Customer Care Centre
|  | F:…................... V:…..................... T:…...................... |  | Item |  | 0
F | Clause 3.13 | Call Centre
|  | F:…................... V:…..................... T:…...................... |  | Item |  | 0
G | Clause 3.14 | Computer Aided Facilities Management System
|  | F:…................... V:…..................... T:…...................... |  | Item |  | 0
H | Clause 3.15 | Proactive Inspections
|  | F:…................... V:…..................... T:…...................... |  | Item |  | 0
J | Clause 3.16 | Preventative Maintenance
|  | F:…................... V:…..................... T:…...................... |  | Item |  | 0
K | Clause 3.17 | Immoveable Asset Management
|  | F:…................... V:…..................... T:…...................... |  | Item |  | 0
Additional Immovable Assets Only
L |  | Allow the amount of R1 000 000 (One Million Rand) for immovable asset management of ONLY additional assets that may be procured in the future. This amount shall be used as directed by the Client/Service Manager and deducted in whole or in part if not required. |  | Sum |  | 1000000
M | Clause 3.18 | DPWI and Other Moveable Asset Management
|  | F:…................... V:…..................... T:…...................... |  | Item |  | 0
Additional Movable Assets Only
A |  | Allow the amount of R1 000 000 (One Million Rand) for movable asset management of ONLY additional assets that may be procured in the future. This amount shall be used as directed by the Client/Service Manager and deducted in whole or in part if not required. |  | Sum |  | 1000000
B | Clause 3.19 | Key Management
|  | F:…................... V:…..................... T:…...................... |  | Item |  | 0
C | Clause 3.20 | Security Clearance and Access Management
|  | F:…................... V:…..................... T:…...................... |  | Item |  | 0
D | Clause 3.21 | Government Furnished Accommodation
|  | F:…................... V:…..................... T:…...................... |  | Item |  | 0
E | Clause 3.22 | Government Furnished Information, Equipment and Assets
|  | F:…................... V:…..................... T:…...................... |  | Item |  | 0
F | Clause 3.23 | Contract Information and Documentation Management
|  | F:…................... V:…..................... T:…...................... |  | Item |  | 0
G | Clause 3.24 | Service Level Agreement Compliance and Penalty Calculations
|  | F:…................... V:…..................... T:…...................... |  | Item |  | 0
H | Clause 3.25 | Management of Existing DPWI Contracts
|  | F:…................... V:…..................... T:…...................... |  | Item |  | 0
J | Clause 3.26 | Management and Quality Control of Subcontracted Service Providers
|  | F:…................... V:…..................... T:…...................... |  | Item |  | 0
K | Clause 3.27 | DPWI Work, Projects and Occupant Installations
|  | F:…................... V:…..................... T:…...................... |  | Item |  | 0
L | Clause 3.28 | Management of Disturbance to Occupants
|  | F:…................... V:…..................... T:…...................... |  | Item |  | 0
A | Clause 3.29 | Code of Conduct
|  | F:…................... V:…..................... T:…...................... |  | Item |  | 0
B | Clause 3.30 | Uniforms and Dress Code
|  | F:…................... V:…..................... T:…...................... |  | Item |  | 0
C | Clause 3.31 | Branding
|  | F:…................... V:…..................... T:…...................... |  | Item |  | 0
D | Clause 3.32 | City of Cape Town Management
|  | F:…................... V:…..................... T:…...................... |  | Item |  | 0
E | Clause 3.33 | Contract Participation Goals and cidb B.U.I.L.D Programme
|  | F:…................... V:…..................... T:…...................... |  | Item |  | 0
F | Clause 3.34 | Young Professional Development
|  | F:…................... V:…..................... T:…...................... |  | Item |  | 0
G | Clause 3.35 | Meeting Attendance and Requirements
|  | F:…................... V:…..................... T:…...................... |  | Item |  | 0
H | Clause 3.36 | Reporting and Financial Management
|  | F:…................... V:…..................... T:…...................... |  | Item |  | 0
|  | Total Carried to Final Summary Page |  |  | R

## Bill No. 2 - Health & Safety
Item No | Clause Ref: |  | Unit | Qty | Rate | Amount
BILL NO. 2
HEALTH & SAFETY SPECIFICATION
Note: Tenderers are advised to study the Health and Safety Specification included in this tender document, under Volume 3 : Part C3.7 - Health and Safety Specification before pricing this section.
-----------------------------
PREAMBLES
The contractor shall comply with all the requirements set out in the Construction Regulations, 2003 issued under the Occupational Health and Safety Act, 1993 (Act No 85 of 1993). It is required of the contractor to thoroughly study the Health and Safety Specification that must be read together with these bills of quantities / lump sum document. The contractor must take note that compliance with the Occupational Health and Safety Act, Construction Regulations and Health and Safety Specification is compulsory.
In the event of partial or total non-compliance, the Service Manager, notwithstanding the provisions of clause 26 of Conditions of Contract PA-10(FM) or any other clause to the contrary, reserves the right to delay issuing any progress payment certificate until the contractor provides satisfactory proof of compliance. The contractor shall not be entitled to any compensation of whatsoever nature, including interest, due to such delay of payment. Provision for pricing of the Occupational Health and Safety Act, Construction Regulations and Health and Safety Specification is made under this clause and it is explicitly pointed out that all requirements of the aforementioned are deemed to be priced hereunder and no additional claims in this regard shall be entertained.
-----------------------------
HEALTH & SAFETY REQUIREMENTS
Health and Safety Plan
A |  | Preparation of principal contractor's site specific health and safety plan, safety file, risk assessment, fall prevention/protection plan, amendments to safety during course of project and associated safety documentation
|  | F:…................... V:…..................... T:…...................... |  | Item |  | 0
Management of Employees and Contractors
B |  | Health and safety management of principal contractor’s employees and contractor's employees on site. | mnth | 60 |  | 0
Covid-19 Health and Safety Requirements
C |  | Hazard Indentification and risk assessment specific to the Covid-19 Epidemic and other adjustments to ensure compliance for the assignment
|  | F:…................... V:…..................... T:…...................... |  | Item |  | 0
D |  | Signage: Covid-19 related
|  | F:…................... V:…..................... T:…...................... |  | Item |  | 0
E |  | Covid-19 clearance certificates
|  | F:…................... V:…..................... T:…...................... |  | Item |  | 0
F |  | Dailly Logbook and screening for Covid-19
|  | F:…................... V:…..................... T:…...................... |  | Item |  | 0
Provision of Personal Protective Equipment (PPE) Covid-19
(Note: When contractor prices these items, reference to be made to National Treasury price list for Covid-19 PPE Items)
A |  | Face Mask for Covid-19
|  | F:…................... V:…..................... T:…...................... |  | Item |  | N/A
B |  | Medical graded face shields
|  | F:…................... V:…..................... T:…...................... |  | Item |  | N/A
C |  | Non contact thermometers
|  | F:…................... V:…..................... T:…...................... |  | Item |  | N/A
D |  | Hand Sanitizers, Hand washing soap, etc
|  | F:…................... V:…..................... T:…...................... |  | Item |  | N/A
E |  | Foot operated hand sanitiser
|  | F:…................... V:…..................... T:…...................... |  | Item |  | N/A
F |  | Covid-19 Waste Bins
|  | F:…................... V:…..................... T:…...................... |  | Item |  | N/A
Personal Protection Equipment (PPE)
Provision of personal protective equipment (PPE) by principal contractor to staff:
G |  | Reflective vests
|  | F:…................... V:…..................... T:…..................... |  | Item |  | 0
H |  | Hard hats
|  | F:…................... V:…..................... T:…..................... |  | Item |  | 0
A |  | Protective foot wear
|  | F:…................... V:…..................... T:…..................... |  | Item |  | 0
B |  | Earplugs
|  | F:…................... V:…..................... T:…..................... |  | Item |  | 0
C |  | Dust masks
|  | F:…................... V:…..................... T:…..................... |  | Item |  | 0
D |  | Gloves
|  | F:…................... V:…..................... T:…..................... |  | Item |  | 0
E |  | High visibility overalls
|  | F:…................... V:…..................... T:…..................... |  | Item |  | 0
F |  | Ear Defenders SABS approved
|  | F:…................... V:…..................... T:…..................... |  | Item |  | 0
Safety Officer
G |  | Provision of Construction Health & Safety Manager/(s) | mnth | 60 |  | 0
First Aiders
H |  | Provision of First Aid Boxes
|  | F:…................... V:…..................... T:…..................... |  | Item |  | 0
J |  | Provision of First Aiders | mnth | 60 |  | 0
Meetings
K |  | Holding of safety meetings with safety representatives and safety officers on site | mnth | 60 |  | 0
Medical Certificates
L |  | Provision of medical certificates of fitness for employees on site annually. | No. | 5 |  | 0
Induction Training
A |  | Provision of H&S Induction training for all on site annually | No. | 5 |  | 0
Fire Fighting Equipment to Site Offices
B |  | Provision of fire fighting equipment to all site offices
|  | F:…................... V:…..................... T:…..................... |  | Item |  | 0
General
C |  | Compilation of consolidated Safety File at Close Out stage and handover of file to project client
|  | F:…................... V:…..................... T:…..................... |  | Item |  | 0
D |  | Any other compliance item in site specific safety specification issued by project client/ safety agent
|  | F:…................... V:…..................... T:…..................... |  | Item |  | 0
E |  | Principal contractor’s general compliance with respect to the OHS Act and Construction Regulations apart from other provisions above.
|  | F:…................... V:…..................... T:…..................... |  | Item |  | 0
|  | Total Carried to Final Summary Page |  |  | R | 0

## Bill No. 3 - HIV-AIDS
Item No | Clause Ref: |  | Unit | Qty | Rate | Amount
BILL NO. 3
HIV/AIDS REQUIREMENTS
Note: Tenderers are advised to study the HIV/AIDS Specification (PW 1544) included in this tender document, Volume 3 : Part C3.8 - HIV/AIDS Specification (PW 1544) before pricing this section.pricing this section.
-----------------------------
PREAMBLES
It is required of the Contractor to thoroughly study the HIV/AIDS Specification (PW 1544) of the Department that must be read together with and is deemed to be incorporated under this Section of the Bills of Quantities.
Provision for pricing of HIV/AIDS awareness is made under items hereafter and it is explicitly pointed out that all requirements of the aforementioned specification are deemed to be priced hereunder, as the said items represent the only method of measurement and no additional items or extras to the contract in this regard shall be entertained.
The Contractor must take note that compliance with the HIV/AIDS Specification is compulsory. In the event of partial or total non-compliance, the Service Manager, notwithstanding the provisions of Clause 26 of Conditions of Contract PA-10(FM) or any other clause to the contrary, reserves the right to delay issuing any progress payment certificate until the Contractor provides satisfactory proof of compliance. The Contractor shall not be entitled to any compensation of whatsoever nature, including interest, due to such delay of payment.
-----------------------------
AWARENESS CHAMPION
A |  | Selection, appointment, briefing and making available of an Awareness Champion including provision of all relevant services, all in accordance with the HIV/AIDS Specification | mnth | 60 |  | 0
AWARENESS WORKSHOPS
B |  | Selection and appointment of a competent Service Provider approved by the Service Manager, provision of a Service Provider Workshop Plan and a suitable venue, conducting of awareness workshops by means of traditional and/or modern multi-media techniques, including follow-up courses, making available all tuition material and performing assessment procedures, all in accordance with the HIV/AIDS Specification | No | 15 |  | 0
POSTERS, BOOKLETS, VIDEOS, ETC
C |  | Provision, displaying, maintaining and replacing when necessary of four plastic laminated posters, booklets and educational videos, etc. for the duration of the construction period, all in accordance with the HIV/AIDS Specification | mnth | 60 |  | 0
ACCESS TO CONDOMS
D |  | Provision and maintenance of condom dispensers fixed in position, including male and female condoms, replenishing male and female condoms on a daily basis as required for the duration of the construction period, all in accordance with the HIV/AIDS Specification | mnth | 60 |  | 0
MONITORING
E |  | Monitoring HIV/AIDS awareness of workers, providing the Representative/Agent with access to information including making available all reports, thoroughly completed and reflecting the correct information, for the duration of the construction period and close out, all in accordance with the HIV/AIDS Specification | mnth | 60 |  | 0
|  | Total Carried to Final Summary Page |  |  | R

## Section 2
BOQ SECTION 2: BUILDINGS AND SERVICES

## Bill No. 1 - 90 Plein
Item No. | Clause Ref: | Schedule Ref: |  | Unit | Qty | Rate | Amount
BILL NO. 1
90 PLIEIN STREET
The Extent of the area of improvement is approximately 40,426m². The building which is mainly configured as office accommodation, ablution facilities, fitted kitchen, cafeteria, conference rooms, printing room and a resource centre, etc., consists of 16 floors comprising of a basement level, lower basement, ground floor and floors 1-16. The Air-Conditioning plant room is housed on the 7th floor and the water-tanks are situated on the 14th floor and have a water pump station at the lower basement, transformers, a generator, boilers and a gas station. The building is located on Plein Street opposite 100 Plein Street building.
-----------------------------
SUPPLEMENTARY PREAMBLES
Tenderers are referred to the following sections and/or annexures before pricing this bill.
| Volume 3 |  | Part C1: Agreement and Contract Data
| Part C1.2 |  | Contract Data – Facilities Management -DPW-04(FM)
| Part C1.3 |  | Conditions of Contract – PA-10(FM)
| Part C1.4 |  | Amendments to Standard Conditions of Contract
| Part C1.5 |  | Special Conditions of Contract
| Volume 3 |  | Part C2: Pricing Data
| Part C2.1 |  | Pricing Instructions (PG-02.1 EC)
| Volume 3 |  | Part C3: Scope of Work
| Part C3.2 |  | Scope of Work
| Volume 3 |  | Preventative Maintenance Matrix of Services
| Part C3.3 |  | Tenderers are referred to the Matrix of Services for required services applicable to individual buildings / facilities applicable to this contract.
| Volume 3 |  | Service Level Agreement and Priority Table
| Part C3.4 |  | Tenderers are referred to Service Level Agreement and Priority Table for availability and performance requirements applicable to this contract.
| Volume 3 |  | Penalty Schedule
| Part C3.5 |  | Tenderers are referred to Penalty Schedule applicable to this contract.
| Volume 3 |  | Contract Participation Goals and cidb Build Progamme
| Part C3.6 |  | Tenderers are referred to Contract Participation Goals and cidb Build Programme applicable to this contract.
| Volume 3 |  | Health and Safety Requirements
| Part C3.7 |  | Tenderers are referred to Health and Safety requirements applicable to this contract.
| Volume 3 |  | HIV/AIDS Specification (PW 1544)
| Part C3.8 |  | Tenderers are referred to HIV/AIDS Specification (PW 1544) applicable to this contract.
Notes on pricing
The Tenderer shall view the site and all existing structures thereon and make himself thoroughly acquainted with the conditions under which the works / services are to be done, the means of access to the works, the condition of the roads, the nature of the site and generally with all matters which may influence the contract and any restrictions or conditions which may be imposed by the employer and/or local authority.
No claim for any extras in connection with the position, conditions or circumstances of the work or siting of temporary structures, etc will be entertained.
-----------------------------
| 4 |  | SERVICE 2: BUILDING INFRASTRUCTURE
| 4.8 |  | EXTERNAL: CLEANING
A |  | No schedule Reference | Remove debris, litter and fouling from roof surfaces including waterproofing, gutters, down pipes, full bores etc. and any other type of roof, courtyard or patio covering, etc., to prevent the ingress of water and ensure they are left clean and stain free. This shall include including bird netting.(Monthly) | No. | 59 |  | 0
B |  | No schedule Reference | Remove debris, litter and fouling from boundary and free-standing walls, fencing, railings, pillars, signage, roof surfaces and walls of guard houses, etc. and ensure they are left clean and stain free. (Quarterly) | N/A
C |  | No schedule Reference | Remove debris, litter and fouling from façades, balconies (ground and upper levels), windows, window ledges, shutters, shop front type entrance / exits, external emergency staircases, entrance and exit stairs, landings, patios, balustrades, signage, etc. to ensure they are clean and stain free. Windows shall be dried and bear no evidence of residual cleaning materials / products, smears, run marks, stains or finger marks, etc. (Quarterly) | No. | 20 |  | 0
D |  | No schedule Reference | Using suitable camera equipment and/or by other means, ensure that all down pipes (surface mounted or encased in concrete) are checked for blockages. Blockages shall be removed without causing damage. The downpipes shall be inspected for signs of corrosion, leaks, etc. Provide a report and before / after dated and time stamped photos and videos including recommendations for further work. (Quarterly) | No. | 20 |  | 0
| 4.11 |  | LEATHER REPAIRS
E |  | No schedule Reference | Inspect all applicable leather items for repairs, buttons replacements, minor leather replacements, etc., provide a report and a quotation based on the schedule of rates for further action. (Quarterly) | N/A
| 4.13 |  | FLAG POLES
A |  | No schedule Reference | Inspect the rope, pulleys and toggles, paint or varnish poles and associated infrastructure, etc. and provide a report including before and after date and time stamped photos (December, March, June and September). (Quarterly) | N/A
B |  | No schedule Reference | Supply and install new ropes, new pulleys, new cleats and new toggles (December). (Annually) | N/A
| 5 |  | SERVICE 3: TECHNICAL SERVICES
| 5.8 |  | ELECTRICAL SERVICES
| 5.8.5 |  | MEDIUM VOLTAGE NETWORK (SUBSTATIONS, TRANSFORMERS, RING MAIN UNIT, BTUs, ETC.)
A | 5.8.5.9 | Schedule A | Substations - Inspect, record findings and provide a report. (Quarterly) | No. | 20 |  | 0
B | 5.8.5.10 | Schedule B | MV Switchgear - Inspect, record findings and provide a report. (Quarterly) | No. | 20 |  | 0
C | 5.8.5.11 | Schedule C | LV Boards - Inspect, record findings and provide a report. (Quarterly) | No. | 20 |  | 0
D | 5.8.5.12 | Schedule D | Transformers - Inspect, record findings and provide a report. (Quarterly) | No. | 20 |  | 0
E | 5.8.5.13 | Schedule E | BTUs - Inspect, clean, service, record findings and provide a report. (Monthly) | No. | 59 |  | 0
F |  | No schedule Reference | MV Power Factor Equipment - Inspect, record findings and provide a report. (Quarterly) | N/A
G | 5.8.5.14 | Schedule F | Ring Main Unit - Inspect, clean, service, record findings and provide a report. (Annually) | N/A
H | 5.8.5.15 | Schedule G | Transformers: Dry Type Transformers - Inspect, clean, service, record findings and provide a report. (Annually) | No. | 5 |  | 0
J | 5.8.5.16 | Schedule H | Transformers: Free Breathing Oil Filled Transformers - Inspect, clean, service, record findings and provide a report. (Annually) | No. | 5 |  | 0
K | 5.8.5.17 | Schedule I | Transformers: Sealed Oil Filled Transformers - Inspect, clean, service, record findings and provide a report. (Annually) | No. | 5 |  | 0
L | 5.8.5.18 | Schedule J | ABB SAFERING CCMVVVVSVVV, CVVVV, CCFF, CFFFF, CCC - Inspect, clean, service, record findings and provide a report. (Annually) | No. | 5 |  | 0
M |  | No schedule Reference | MW Power Factor Equipment - Inspect, clean, service, record findings and provide a report. (Annually) | N/A
A |  | No schedule Reference | Liaise with CoCT prior to the scheduled work to ensure that the work completed by CoCT is managed in a way that minimises a total power outage ensuring all services including Security Service interruptions are minimised or not interrupted at all. (Every three (3) years) | N/A
| 5.8.6 |  | STANDBY GENERATORS
B | 5.8.6.12 | Schedule K | Inspect, off load test, record findings and provide a report. (Weekly) | No. | 256 |  | 0
C | 5.8.6.12 | Schedule K | Inspect, load test, record findings and provide a report. (Quarterly) | No. | 20 |  | 0
D | 5.8.6.12 | Schedule K | Inspect, service, load test, record findings and provide a report. (Annually) | No. | 5 |  | 0
E |  | No schedule Reference | Bulk Diesel Tanks (2x): Obtain one (1) sample annually from the bottom of each of the bulk diesel tanks, have it tested at an accredited laboratory and provide the test results. (Annually + 1) | N/A
F | 5.8.6.13 | Schedule L | Duvalco FMS: Inspect, service, record findings and provide a report. (Monthly) | No. | 59 |  | 0
G | 5.8.6.13 | Schedule L | Duvalco FMS: Supply and install new Duvalco BFS Red cartridge. (Quarterly) | No. | 20 |  | 0
| 5.8.7 |  | UNINTERRUPTED POWER SUPPLY
H | 5.8.7.5 | Schedule M | Inspect, clean, service, test and record information for the UPS and the batteries. (Monthly) | No. | 59 |  | 0
| 5.8.8 |  | DISTRIBUTION BOARDS
J | 5.8.8.9 | Schedule N | Inspect, test and record findings. (Monthly) | No. | 59 |  | 0
K | 5.8.8.9 | Schedule N | Inspect, test, where necessary label and record findings. (Quarterly) | No. | 20 |  | 0
L | 5.8.8.9 | Schedule N | Inspect, test, service, do thermal scan, repair, tighten, re-do thermal scan, record findings and provide a report. (Annually) | No. | 5 |  | 0
| 5.8.9 |  | GENERAL SERVICES
A | 5.8.9.7 | Schedule O | Lights and light fittings: Inspect, test, repair and record findings. (Every six (6) months) | No. | 10 |  | 0
B | 5.8.9.8 | Schedule P | Emergency lights: Inspect, test, repair and record findings. (Quarterly) | No. | 20 |  | 0
C | 5.8.9.9 | Schedule Q | Power outlets: Inspect, test, repair and record findings. (Every six (6) months) | No. | 10 |  | 0
D | 5.8.9.10 | Schedule R | Power skirting: Inspect, test, repair and record findings. (Every six (6) months) | No. | 10 |  | 0
E | 5.8.9.11 | Schedule S | Isolators and fixed equipment: Inspect, test, repair and record findings. (Quarterly) | No. | 20 |  | 0
| 5.9 |  | HEATING VENTILATION AND COOLING
| 5.9.9.1 |  | WATER COOLED CHILLER AND AIR COOLED CHILLER
F | 5.9.10 | Annexure T | Inspect, test, record findings and provide a report.(Monthly) | No. | 59 |  | 0
G | 5.9.10 | Annexure T | Inspect, test, clean, record findings and provide a report. (Quarterly) | No. | 20 |  | 0
H | 5.9.10 | Annexure T | Inspect, service, clean, take samples, test, record findings and provide a report. (Annually) | No. | 5 |  | 0
| 5.9.9.2 |  | COOLING TOWER AND CLOSED CIRCUIT COOLER
J | 5.9.11 | Annexure U | Inspect, test, clean, service, record findings and provide a report. (Monthly) | No. | 59 |  | 0
K | 5.9.11 | Annexure U | Inspect, test, clean, record findings and provide a report.(Quarterly) | No. | 20 |  | 0
L | 5.9.11 | Annexure U | Inspect, test, service clean, record findings and provide a report.(Annually) | No. | 5 |  | 0
| 5.9.9.3 |  | WATER TREATMENT PLANT
A | 5.9.12 | Annexure V | Inspect, test, clean, service, record findings and provide a report.(Monthly) | No. | 59 |  | 0
B | 5.9.12 | Annexure V | Take samples, test and provide a report.(Quarterly) | No. | 20 |  | 0
C | 5.9.12 | Annexure V | Inspect, supply chemicals, record findings and provide a report.(Annually) | No. | 5 |  | 0
| 5.9.9.4 |  | PUMPS
D | 5.9.13 | Annexure W | Inspect, test, record findings provide a report.(Monthly) | No. | 59 |  | 0
E | 5.9.13 | Annexure W | Inspect, test, clean, service, record findings and provide a report.(Quarterly) | No. | 20 |  | 0
F | 5.9.13 | Annexure W | Inspect, test, service, clean, record findings and provide a report.(Annually) | No. | 5 |  | 0
| 5.9.9.5 |  | PRESSURE TANKS
G | 5.9.14 | Annexure X | Inspect, test, record findings and provide a report.(Quarterly) | No. | 20 |  | 0
H | 5.9.14 | Annexure X | Inspect, test, service, clean, record findings and provide a report.(Annually) | No. | 5 |  | 0
| 5.9.9.6 |  | MAKE UP TANKS
J | 5.9.15 | Annexure Y | Inspect, test, record findings and provide a report.(Quarterly) | No. | 20 |  | 0
K | 5.9.15 | Annexure Y | Inspect, test, service, clean, record findings and provide a report.(Annually) | No. | 5 |  | 0
| 5.9.9.7 |  | PIPEWORK AND ANCILLARIES
L | 5.9.16 | Annexure Z | Inspect, test, clean, record findings and provide a report.(Monthly) | No. | 59 |  | 0
M | 5.9.16 | Annexure Z | Inspect, test, record findings and provide a report.(Quarterly) | No. | 20 |  | 0
N | 5.9.16 | Annexure Z | Inspect, test, service, clean, record findings and provide a report. (Annually) | No. | 5 |  | 0
| 5.9.9.8 |  | DUCTWORK AND ANCILLARIES
A | 5.9.17 | Annexure AA | Inspect, test, record findings and provide a report.(Monthly) | No. | 59 |  | 0
B | 5.9.17 | Annexure AA | Inspect, test, clean, record findings and provide a report.(Quarterly) | No. | 20 |  | 0
C | 5.9.17 | Annexure AA | Inspect, test, service, clean, record findings and provide a report. (Annually) | No. | 5 |  | 0
| 5.9.9.9 |  | AIR HANDLING UNITS
D | 5.9.18 | Annexure AB | Inspect, test, clean, record findings and provide a report. (Monthly) | No. | 59 |  | 0
E | 5.9.18 | Annexure AB | Inspect, test, service, clean, record findings and provide a report.(Quarterly) | No. | 20 |  | 0
F | 5.9.18 | Annexure AB | Inspect, test, service, clean, record findings and provide a report.(Annually) | No. | 5 |  | 0
| 5.9.9.10 |  | FANS
G | 5.9.19 | Annexure AC | Clean extractor canopy filters, record findings and provide a report. (Weekly) | No. | 256 |  | 0
H | 5.9.19 | Annexure AC | Inspect, test, record findings and provide a report. (Monthly) | No. | 59 |  | 0
J | 5.9.19 | Annexure AC | Inspect, test, service, clean kitchen extract ducting, record findings and provide a report. (Quarterly) | No. | 20 |  | 0
K | 5.9.19 | Annexure AC | Inspect, test, service, clean, record findings and provide a report. (Annually) | No. | 5 |  | 0
| 5.9.9.11 |  | FIRE CRITICAL EQUIPMENT
L | 5.9.20 | Annexure AD | Inspect, test, record findings and provide a report. (Monthly) | No. | 59 |  | 0
M | 5.9.20 | Annexure AD | Inspect, test, record findings and provide a report. (Quarterly) | No. | 20 |  | 0
N | 5.9.20 | Annexure AD | Inspect, test, service, record findings and provide a report. (Annually) | No. | 5 |  | 0
| 5.9.9.12 |  | PACKAGE, SPLIT AND WATER COOLED UNITS
A | 5.9.21 | Annexure AE | Inspect, test, clean, record findings and provide a report. (Monthly) | No. | 59 |  | 0
B | 5.9.21 | Annexure AE | Inspect, test, clean, record findings and provide a report. (Quarterly) | No. | 20 |  | 0
C | 5.9.21 | Annexure AE | Inspect, test, service, clean, record findings and provide a report. (Annually) | No. | 5 |  | 0
| 5.9.9.13 |  | SWITCHBOARDS
D | 5.9.22 | Annexure AF | Inspect, test, service, record findings and provide a report. (Monthly) | No. | 59 |  | 0
E | 5.9.22 | Annexure AF | Inspect, test, record findings and provide a report. (Quarterly) | No. | 20 |  | 0
F | 5.9.22 | Annexure AF | Inspect, test, record findings and provide a report. (Annually) | No. | 5 |  | 0
| 5.9.9.14 |  | NON-BMS CONTROLS
G | 5.9.23 | Annexure AG | Inspect, test, record findings and provide a report. (Monthly) | No. | 59 |  | 0
H | 5.9.23 | Annexure AG | Inspect, test, service, clean, record findings and provide a report. (Annually) | No. | 5 |  | 0
| 5.1 |  | BUILDING MANAGEMENT SYSTEM
J |  | No schedule Reference | Monitor the BMS Control Room between the hours of 08h00 – 18h00 Monday to Friday excluding public holidays. (Ongoing) | N/A
K | 5.10.9 | Annexure AH | Inspect, test and provide a report. (Monthly) | No. | 59 |  | 0
L | 5.10.9 | Annexure AH | Inspect, test, clean and provide a report. (Quarterly) | No. | 20 |  | 0
M | 5.10.9 | Annexure AH | Inspect, test, clean and provide a report. (Annually) | No. | 5 |  | 0
| 5.11 |  | FIRE PROTECTION SERVICES
| 5.11.3 |  | FIRE SPRINKLER SYSTEMS
A | 5.11.3.5 | Schedule AI | Inspect, test and record findings. (Daily) | No. | 1750 |  | 0
B | 5.11.3.6 | Schedule AJ | Inspect, test and record findings. (Weekly) | No. | 256 |  | 0
C | 5.11.3.7 | Schedule AK | Inspect, test, clean, service, record findings and provide a report. (Quarterly) | No. | 20 |  | 0
D | 5.11.3.8 | Schedule AL | Inspect, test, record findings and provide a report. (Every six (6) months) | No. | 10 |  | 0
E | 5.11.3.9 | Schedule AM | Inspect, test, record findings and provide a report. (Annually) | No. | 5 |  | 0
F | 5.11.3.10 | Schedule AN | Inspect, test, clean, service, record findings and provide a report. (Every three (3) years) | No. | 2 |  | 0
G | 5.11.3.11 | Schedule AO | Inspect, test, clean, service, record findings and provide a report. (Every fifteen (15) years) | No. | 1 |  | 0
| 5.11.4 |  | FIRE HOSE REELS AND HYDRANTS
H | 5.11.4.7 | Schedule AP | Inspect, recording findings and provide an updated register. (Weekly) | No. | 256 |  | 0
J | 5.11.4.7 | Schedule AP | Inspect, clean, record findings and provide an updated register. (Monthly) | No. | 59 |  | 0
K | 5.11.4.7 | Schedule AP | Inspect, service, record findings and provide an updated register. (Annually) | No. | 5 |  | 0
| 5.11.5 |  | FIRE EXTINGUISHERS
L | 5.11.5.6 | Schedule AQ | Inspect, record findings and provide an updated register. (Monthly) | No. | 59 |  | 0
M | 5.11.5.6 | Schedule AQ | Inspect, service, record findings and provide an updated register. (Annually) | No. | 5 |  | 0
N | 5.11.5.6 | Schedule AQ | Inspect, hydrostatically pressure test, record findings and provide an updated register. (Every five (5) years) | No. | 1 |  | 0
O | 5.11.5.6 | Schedule AQ | Inspect, hydrostatically pressure test, record findings and provide an updated register. (Every ten (10) years) | No. | 1 |  | 0
| 5.11.6 |  | FIRE BLANKETS
A |  | No schedule Reference | Inspect, record findings and provide an updated register. (Monthly) | No. | 59 |  | 0
B |  | No schedule Reference | Inspect, service, record findings and provide an updated register. (Annually) | No. | 5 |  | 0
| 5.11.7 |  | BREATHING APPARATUS
C |  | No schedule Reference | Inspect, record findings and provide an updated register. (Monthly) | No. | 59 |  | 0
D |  | No schedule Reference | Inspect, service, record findings and provide an updated register. (Annually) | No. | 5 |  | 0
| 5.11.8 |  | EMERGENCY ESCAPE ROUTES, EXIT DOORS, STAIRWELLS, ETC.
E | 5.11.8.4 | Schedule AR | Inspect, record findings and provide a report. (Monthly) | No. | 59 |  | 0
| 5.12 |  | LIFE SAFETY ELECTRONIC SYSTEMS
| 5.12.3 |  | FIRE DETECTION AND ALARM, GAS CONTROL SYSTEMS
F | 5.12.3.2 | Schedule AS | Inspect, test, record findings and provide a report. (Weekly) | No. | 256 |  | 0
G | 5.12.3.2 | Schedule AS | Inspect, test, record findings and provide a report. (Monthly) | No. | 59 |  | 0
H | 5.12.3.2 | Schedule AS | Inspect, test, record findings and provide a report. (Quarterly) | No. | 20 |  | 0
J | 5.12.3.2 | Schedule AS | Inspect, test, record findings and provide a report. (Annually) | No. | 5 |  | 0
| 5.12.4 |  | VOICE ACTIVATION SYSTEMS
K | 5.12.4.2 | Schedule AT | Inspect, test, record findings and provide a report. (Weekly) | No. | 256 |  | 0
L | 5.12.4.2 | Schedule AT | Inspect, test, record findings and provide a report. (Quarterly) | No. | 20 |  | 0
M | 5.12.4.2 | Schedule AT | Inspect, test, record findings and provide a report. (Annually) | No. | 5 |  | 0
| 5.12.5 |  | EMERGENCY COMMUNICATION SYSTEM
A | 5.12.5.2 | Schedule AU | Inspect, test, record findings and provide a report. (Weekly) | No. | 256 |  | 0
B | 5.12.5.2 | Schedule AU | Inspect, test, record findings and provide a report. (Quarterly) | No. | 20 |  | 0
C | 5.12.5.2 | Schedule AU | Inspect, test, record findings and provide a report. (Annually) | No. | 5 |  | 0
| 5.12.6 |  | REMRAD SYSTEMS
D |  | No schedule Reference | Undertake a manual test to ensure the equipment is functional, the signal is received and the responses are audible. Record the findings and provide a report. (Weekly) | No. | 256 |  | 0
E |  | No schedule Reference | Undertake a fire condition simulation by activating three (3) smoke detectors to ensure the equipment is functional and the signal is received automatically without any manual intervention. Record the findings and provide a report. Notify the CoCT Goodwood Fire Station prior to the simulation. (Monthly) | No. | 59 |  | 0
F |  | No schedule Reference | Obtain the relevant log information. The logs shall be used as further evidence of testing, failures, alarms, etc. that have taken place. (Monthly) | No. | 59 |  | 0
G |  | No schedule Reference | Inspect and service the system. (Quarterly) | No. | 20 |  | 0
H |  | No schedule Reference | Pay the licencing fee. (Quarterly) | No. | 20 |  | 0
| 5.13 |  | LIQUID PETROLEUM GAS INSTALLATIONS
| 5.13.7 |  | EXTERNAL LPG BANKS
J |  | No schedule Reference | Inspect, clean, record findings and provide a report. (Every two (2) weeks) | N/A
K |  | No schedule Reference | Inspect, clean, service, record finding and provide a report. (Quarterly) | N/A
L |  | No schedule Reference | Provide a COC for each external LPG installation (during December of each year). (Annually) | N/A
| 5.13.8 |  | FLAME OF REMEMBRANCE
A |  | No schedule Reference | All-inclusive preventative and corrective maintenance requirements including the supply and delivery of LPG, re-ignition of flame, cleaning and repairs to the immediate surrounding infrastructure (e.g. cage, signage, etc.), spares, etc. (e.g. cage, signage, etc.). Provide a monthly report. (Monthly) | N/A
B |  | No schedule Reference | Provide a COC (during December of each year). (Annually) | N/A
| 5.14 |  | COMMERCIAL CATERING APPLIANCES
C |  | No schedule Reference | Inspect, clean, check connections, service, record findings and provide a report. (Quarterly) | No. | 20 |  | 0
| 5.15 |  | DOMESTIC APPLIANCES
D |  | No schedule Reference | Inspect, clean, check connections, service, record findings and provide a report. (Quarterly) | N/A
| 5.16 |  | LIFTS
E |  | No schedule Reference | Comprehensive Repair and Maintenance Contracts. Lifts shall be inspected and serviced as required including all repairs and replacements of components. This shall include but not be limited to lift shafts, internal and externals of the lift car, lift motor room, power distribution systems, etc. (Monthly) | No. | 59 |  | 0
F |  | No schedule Reference | An appropriately qualified and registered independent lift inspector shall inspect the lifts, issue the findings, inspect the work until is it appropriately completed and issue a revised findings report, all within the regulated period. (Annually) | No. | 5 |  | 0
| 5.18 |  | HANDYMAN SERVICES
A |  | No schedule Reference | Handyman Services shall include labour, tools, appropriate consumables and supplies necessary to complete the tasks for general building infrastructure, plumbing and drainage, electrical, HVAC and Fire Services. E.g. consumables and supplies could include but not be limited to random screws, washers, nails, nuts, bolts, drywall anchors, fasteners, zip ties, adhesives, caulking, sealants, glues, staples, electrical tape, masking tape, thread seal tape, duct tape, wall patch / wood filler, shims, rags, wire connectors, popsicle / craft sticks, picture hanging wire, batteries, etc. (Ongoing) | No. | 59 |  | 0
| 5.19 |  | GENEAL SERVICES
| 5.19.1.1 |  | FUEL FIRED BOILERS
B |  | No schedule Reference | Inspect, test and service. (Every three (3) years) | N/A
| 5.19.1.2 |  | ELECTRODE BOILERS
C |  | No schedule Reference | Inspect, test and service. (Every three (3) years) | No. | 2 |  | 0
| 5.19.1.3 |  | PRESSURE VESSELS
D |  | No schedule Reference | Inspect, test and service. (Every three (3) years) | No. | 2 |  | 0
| 5.19.1.4 |  | PUMPS (ELECTRICAL)
E |  | No schedule Reference | Inspect, test and service. (Quarterly) | No. | 20 |  | 0
| 5.19.1.5 |  | PUMPS (MECHANICAL)
F |  | No schedule Reference | Inspect, test and service. (Quarterly) | No. | 20 |  | 0
| 5.19.1.6 |  | AUTOMATED SLIDING DOORS
G |  | No schedule Reference | Inspect, test and service. (Quarterly) | No. | 20 |  | 0
| 5.19.1.7 |  | AUTOMATED ROLLER SHUTTER DOORS
H |  | No schedule Reference | Inspect, test and service. (Quarterly) | No. | 20 |  | 0
| 5.19.1.8 |  | AUTOMATED SLIDING GATES
A |  | No schedule Reference | Inspect, test and service. (Quarterly) | N/A
| 6 |  | SERVICE 4: CIVILS
| 6.13.1 |  | STORM WATER DRAINAGE SYSTEMS
B |  | No schedule Reference | High pressure clean, inspect with a camera and where necessary use a drain auger to remove any blockages, tree roots, etc. Re-inspect with a camera. They shall be left free of sediment, debris or any other foreign materials. (Monthly) | N/A
| 6.13.2 |  | SOIL DRAINAGE SYSTEMS
C |  | No schedule Reference | Clean all drainage systems by removing grates, remove all sediment, debris or any other foreign materials, re-install grates. (Monthly) | N/A
| 8 |  | SERVICE 6: GROUNDS UPKEEP AND LANDSCAPE HORTICULTURE
| 8.8 |  | GROUNDS UP KEEP
| 8.8.12 |  | PATROL CLEANING
D |  | No schedule Reference | Pick-up, collect and dispose of all litter, debris, packets, leaves, etc. to ensure the grounds are clean, neat and tidy. (Ongoing) | N/A
| 8.8.13 |  | HARD SURFACE CLEANING
E |  | No schedule Reference | Hard surfaces shall be swept and cleaned appropriately to ensure they are free from all stains, debris and atmospheric pollution, accidental spillage of material, bird droppings and the like. (Ongoing) | N/A
| 8.8.14 |  | HARD SURFACE WEED CONTROL
F |  | No schedule Reference | Weed removal shall be undertaken by hand, after which an appropriate weed control material / product shall be used to retard weed growth. (Ongoing) | N/A
| 8.8.15 |  | WATER FEATURES
A |  | No schedule Reference | Inspect, clean and ensure they are free of sediment, debris or any other foreign matter. (Ongoing) | N/A
| 8.9 |  | LANDSCAPE HORTICULTURE
| 8.9.9 |  | ROUTINE LANDSCAPE HORTICULTURE SERVICES
B |  | No schedule Reference | Routine day-to-day landscaping horticulture: Ensure that the landscaped areas are clean, neat and free of weeds. All plant specimens shall be kept to a height and form that is safe and appropriate for its type and location of planting. All plants specimens shall be provided with sufficient water, compost, fertiliser, etc. Note: This encompasses the complete requirement and specification for Landscaping Horticulture unless specified separately elsewhere. (Ongoing) | N/A
| 8.9.9.6.1 |  | IRRIGATION AND WATERING
C |  | No schedule Reference | All sprinkler nozzles shall be inspected for blockages, cleaned, serviced and where necessary realigned for optimal functioning. (Monthly) | N/A
D |  | No schedule Reference | Controllers shall be tested, cleaned, serviced and timer settings confirmed. (Quarterly) | N/A
| 8.9.9.6.10 |  | WATER FEATURES
E |  | No schedule Reference | Empty the water feature for routine maintenance of tiling, plastering and painting, waterproofing, the webbing installed for the squirrels, lighting, pumps, ensure the day / night timer to switch lights on / off are appropriate to the seasons, refill the feature, etc. and ensure the water feature is fully commissioned. Return plants and other to the water feature. (Quarterly) | N/A
| 9 |  | SERVICE 7: CLEANING AND HYGIENE
| 9.6 |  | ROUTINE BUILDING CLEANING
A |  | No schedule Reference | Routine day-to-day cleaning: Provide routine day-to-day cleaning that enhances the facilities using the best known cleaning practices and equipment available including rigorous standards of professionalism, descipline and in a manner that minimises all forms of discruptions and noise to the occupants. Note: This encompassess the complete requirement and specification unless specified separately elsewhere. (Ongoing) | N/A
| 9.7 |  | SCHEDULED CLEANING
B |  | No schedule Reference | Internal window cleaning (Quarterly) | No. | 20 |  | 0
C |  | No schedule Reference | Deep Cleaning: Bathrooms (Quarterly) | No. | 20 |  | 0
D |  | No schedule Reference | Deep Cleaning: Commercial Kitchen and associated areas (Quarterly) | No. | 20 |  | 0
E |  | No schedule Reference | Deep Cleaning: Emergency stairwells (Quarterly) | No. | 20 |  | 0
F |  | No schedule Reference | Deep clean lift foyers and lifts (Quarterly) | No. | 20 |  | 0
|  | No schedule Reference | Deep clean walk-off mats (Quarterly) | No. | 20 |  | 0
| 9.8 |  | HYGIENE SERVICES
| 9.8.2 |  | SANITARY BIN SERVICE
G |  | No schedule Reference | Remove liner containing waste and replace with a clean liner. (Every seven (7) days) | N/A
H |  | No schedule Reference | Remove liner containing waste and replace with a clean liner. (Every fourteen (14) days) | N/A
| 9.8.3 |  | COVID-19 SANITISER UNITS AND CONSUMABLES
|  | No schedule Reference | Supply and re-fill consumables (Ongoing) | N/A
| 9.9 |  | GENERAL SERVICES
ROUTINE PLANTROOM CLEANING
A | 9.9.3 | No schedule Reference | Inspect, clean and record all related activities (Ongoing) | No. | 59 |  | 0
| 10 |  | SERVICE 8: ENVIRONMENTAL SERVICES
| 10.9 |  | WASTE MANAGEMENT
B |  | No schedule Reference | Compactor shall be removed, emptied, cleaned and retuned as required but not less than once a week. This shall take place before 07h00 or after 18h00 to ensure minimum disruption to the applicable entrances / exits. (Ongoing) | N/A
C |  | No schedule Reference | The compactor area, other waste areas and wheelie bins shall be cleaned as often as required but not less than twice a week with non-potable water from an off-site location until suitable non-potable water is available on site. This shall take place before 07h00 or after 18h00 to ensure minimum disruption to the applicable entrances / exits. (Ongoing) | No. | 59 |  | 0
D |  | No schedule Reference | The compactor shall be removed before 07h00 on the day before SONA and returned before 07h00 the day after SONA. (Annually + 1) | N/A
E |  | No schedule Reference | All other food waste shall be transported to a licensed facility for incineration and a disposal certificate provided. (Ongoing) | No. | 59 |  | 0
F |  | No schedule Reference | Remove waste, clean fat trap and dispose of the waste at a licensed facility and provide a disposal certificate. (Weekly) | No. | 256 |  | 0
G |  | No schedule Reference | Collect, separate and transport all waste identified for recycling to a licensed facility for further sorting and recycling. Provide a disposal certificate. (Ongoing) | N/A
H |  | No schedule Reference | Medical waste shall be collected and transported by a licenced SP to a licensed medical waste disposal facility for incineration and provide a disposal certificate. (Every two (2) weeks) | No. | 128 |  | 0
| 10.9.14 |  | INDUSTRIAL SHREDDER AND PAPER RECYCLING
A |  | No schedule Reference | Transport the shredded paper to a licenced facility and obtain a certificate of disposal. (Weekly) | N/A
B |  | No schedule Reference | Provide a competent operator and shred paper as required. (Ongoing) | N/A
C |  | No schedule Reference | Clean and service the Industrial Shredder. (Quarterly) | N/A
| 10.1 |  | PEST CONTROL
D |  | No schedule Reference | Plan, schedule and undertake general building pest control. (Every nine (9) weeks) | No. | 29 |  | 0
E |  | No schedule Reference | Plan, schedule and undertake pest control in the Art Stores. Treatment shall include light spray for cockroaches, gel for silver fish, check for borer beetle, check for moths, small flies, etc. and treat as required. (Every twelve (12) weeks) | No. | 22 |  | 0
F |  | No schedule Reference | Re-fill tamper proof bait boxes, re-secure signage and bait boxes where necessary and update register. (Monthly) | No. | 59 |  | 0
G |  | No schedule Reference | Plan, schedule and undertake pest control in pump rooms. (Monthly) | No. | 59 |  | 0
H |  | No schedule Reference | Plan, schedule and undertake pest control in commercial kitchens and associated areas. (Monthly) | No. | 59 |  | 0
J |  | No schedule Reference | Plan, schedule and undertake pest control in areas (after the areas and wheelie bins have been high pressure washed). (Every two (2) weeks) | No. | 128 |  | 0
K |  | No schedule Reference | Plan, schedule and undertake pest control in basement parking areas, basements in general and all basement plant rooms. (Quarterly) | No. | 20 |  | 0
L |  | No schedule Reference | Plan, schedule and undertake pest control all chambers and Committee Rooms (after scheduled cleaning). (Quarterly) | N/A
M |  | No schedule Reference | Plan, schedule and undertake pest control in all internal emergency stairwells (after scheduled cleaning). (Quarterly) | No. | 20 |  | 0
| 11 |  | SERVICE 9: CEREMONIAL SERVICES
A |  | No schedule Reference | Co-ordinate and hand over consolidated Health and Safety Files in collaboration with the DPWI SPs appointed specifically for this event. (Annually + 1) | N/A
B |  | No schedule Reference | Provide a detailed closeout report of the event. (Annually + 1) | N/A
|  |  | Total Carried to Final Summary |  |  | R

## Bill No. 2 - 100 Plein
Item No. | Clause Ref: | Schedule Ref: |  | Unit | Qty | Rate | Amount
BILL NO. 2
100 PLIEIN STREET
The Extent of the area of improvement is approximately 2,400m². The building, which is mainly configured as office accommodation, ablution facilities, kitchens, stores, etc., consists of 7 storeys comprising of a basement level, a ground level and floors 1-7 with a lift motor room on the 7th, UPS, switchgear and storage areas etc. are all housed on the ground and basement floors. 100 Plein Street building is situated on the corner of Lelie and Parliament Street, next to 120 Plein Street The entrance to the building is in Lelie Street.
-----------------------------
SUPPLEMENTARY PREAMBLES
Tenderers are referred to the following sections and/or annexures before pricing this bill.
| Volume 3 |  | Part C1: Agreement and Contract Data
| Part C1.2 |  | Contract Data – Facilities Management -DPW-04(FM)
| Part C1.3 |  | Conditions of Contract – PA-10(FM)
| Part C1.4 |  | Amendments to Standard Conditions of Contract
| Part C1.5 |  | Special Conditions of Contract
| Volume 3 |  | Part C2: Pricing Data
| Part C2.1 |  | Pricing Instructions (PG-02.1 EC)
| Volume 3 |  | Part C3: Scope of Work
| Part C3.2 |  | Scope of Work
| Volume 3 |  | Preventative Maintenance Matrix of Services
| Part C3.3 |  | Tenderers are referred to the Matrix of Services for required services applicable to individual buildings / facilities applicable to this contract.
| Volume 3 |  | Service Level Agreement and Priority Table
| Part C3.4 |  | Tenderers are referred to Service Level Agreement and Priority Table for availability and performance requirements applicable to this contract.
| Volume 3 |  | Penalty Schedule
| Part C3.5 |  | Tenderers are referred to Penalty Schedule applicable to this contract.
| Volume 3 |  | Contract Participation Goals and cidb Build Progamme
| Part C3.6 |  | Tenderers are referred to Contract Participation Goals and cidb Build Programme applicable to this contract.
| Volume 3 |  | Health and Safety Requirements
| Part C3.7 |  | Tenderers are referred to Health and Safety requirements applicable to this contract.
| Volume 3 |  | HIV/AIDS Specification (PW 1544)
| Part C3.8 |  | Tenderers are referred to HIV/AIDS Specification (PW 1544) applicable to this contract.
Notes on pricing
The Tenderer shall view the site and all existing structures thereon and make himself thoroughly acquainted with the conditions under which the works / services are to be done, the means of access to the works, the condition of the roads, the nature of the site and generally with all matters which may influence the contract and any restrictions or conditions which may be imposed by the employer and/or local authority.
No claim for any extras in connection with the position, conditions or circumstances of the work or siting of temporary structures, etc will be entertained.
-----------------------------
| 4 |  | SERVICE 2: BUILDING INFRASTRUCTURE
| 4.8 |  | EXTERNAL: CLEANING
A |  | No schedule Reference | Remove debris, litter and fouling from roof surfaces including waterproofing, gutters, down pipes, full bores etc. and any other type of roof, courtyard or patio covering, etc., to prevent the ingress of water and ensure they are left clean and stain free. This shall include including bird netting.(Monthly) | No. | 59 |  | 0
B |  | No schedule Reference | Remove debris, litter and fouling from boundary and free-standing walls, fencing, railings, pillars, signage, roof surfaces and walls of guard houses, etc. and ensure they are left clean and stain free. (Quarterly) | N/A
C |  | No schedule Reference | Remove debris, litter and fouling from façades, balconies (ground and upper levels), windows, window ledges, shutters, shop front type entrance / exits, external emergency staircases, entrance and exit stairs, landings, patios, balustrades, signage, etc. to ensure they are clean and stain free. Windows shall be dried and bear no evidence of residual cleaning materials / products, smears, run marks, stains or finger marks, etc. (Quarterly) | No. | 20 |  | 0
D |  | No schedule Reference | Using suitable camera equipment and/or by other means, ensure that all down pipes (surface mounted or encased in concrete) are checked for blockages. Blockages shall be removed without causing damage. The downpipes shall be inspected for signs of corrosion, leaks, etc. Provide a report and before / after dated and time stamped photos and videos including recommendations for further work. (Quarterly) | No. | 20 |  | 0
| 4.11 |  | LEATHER REPAIRS
E |  | No schedule Reference | Inspect all applicable leather items for repairs, buttons replacements, minor leather replacements, etc., provide a report and a quotation based on the schedule of rates for further action. (Quarterly) | N/A
| 4.13 |  | FLAG POLES
A |  | No schedule Reference | Inspect the rope, pulleys and toggles, paint or varnish poles and associated infrastructure, etc. and provide a report including before and after date and time stamped photos (December, March, June and September). (Quarterly) | N/A
B |  | No schedule Reference | Supply and install new ropes, new pulleys, new cleats and new toggles (December). (Annually) | N/A
| 5 |  | SERVICE 3: TECHNICAL SERVICES
| 5.8 |  | ELECTRICAL SERVICES
| 5.8.5 |  | MEDIUM VOLTAGE NETWORK (SUBSTATIONS, TRANSFORMERS, RING MAIN UNIT, BTUs, ETC.)
A | 5.8.5.9 | Schedule A | Substations - Inspect, record findings and provide a report. (Quarterly) | N/A
B | 5.8.5.10 | Schedule B | MV Switchgear - Inspect, record findings and provide a report. (Quarterly) | N/A
C | 5.8.5.11 | Schedule C | LV Boards - Inspect, record findings and provide a report. (Quarterly) | N/A
D | 5.8.5.12 | Schedule D | Transformers - Inspect, record findings and provide a report. (Quarterly) | N/A
E | 5.8.5.13 | Schedule E | BTUs - Inspect, clean, service, record findings and provide a report. (Monthly) | N/A
F |  | No schedule Reference | MV Power Factor Equipment - Inspect, record findings and provide a report. (Quarterly) | N/A
G | 5.8.5.14 | Schedule F | Ring Main Unit - Inspect, clean, service, record findings and provide a report. (Annually) | N/A
H | 5.8.5.15 | Schedule G | Transformers: Dry Type Transformers - Inspect, clean, service, record findings and provide a report. (Annually) | N/A
J | 5.8.5.16 | Schedule H | Transformers: Free Breathing Oil Filled Transformers - Inspect, clean, service, record findings and provide a report. (Annually) | N/A
K | 5.8.5.17 | Schedule I | Transformers: Sealed Oil Filled Transformers - Inspect, clean, service, record findings and provide a report. (Annually) | N/A
L | 5.8.5.18 | Schedule J | ABB SAFERING CCMVVVVSVVV, CVVVV, CCFF, CFFFF, CCC - Inspect, clean, service, record findings and provide a report. (Annually) | N/A
M |  | No schedule Reference | MW Power Factor Equipment - Inspect, clean, service, record findings and provide a report. (Annually) | N/A
A |  | No schedule Reference | Liaise with CoCT prior to the scheduled work to ensure that the work completed by CoCT is managed in a way that minimises a total power outage ensuring all services including Security Service interruptions are minimised or not interrupted at all. (Every three (3) years) | N/A
| 5.8.6 |  | STANDBY GENERATORS
B | 5.8.6.12 | Schedule K | Inspect, off load test, record findings and provide a report. (Weekly) | N/A
C | 5.8.6.12 | Schedule K | Inspect, load test, record findings and provide a report. (Quarterly) | N/A
D | 5.8.6.12 | Schedule K | Inspect, service, load test, record findings and provide a report. (Annually) | N/A
E |  | No schedule Reference | Bulk Diesel Tanks (2x): Obtain one (1) sample annually from the bottom of each of the bulk diesel tanks, have it tested at an accredited laboratory and provide the test results. (Annually + 1) | N/A
F | 5.8.6.13 | Schedule L | Duvalco FMS: Inspect, service, record findings and provide a report. (Monthly) | N/A
G | 5.8.6.13 | Schedule L | Duvalco FMS: Supply and install new Duvalco BFS Red cartridge. (Quarterly) | N/A
| 5.8.7 |  | UNINTERRUPTED POWER SUPPLY
H | 5.8.7.5 | Schedule M | Inspect, clean, service, test and record information for the UPS and the batteries. (Monthly) | No. | 59 |  | 0
| 5.8.8 |  | DISTRIBUTION BOARDS
J | 5.8.8.9 | Schedule N | Inspect, test and record findings. (Monthly) | No. | 59 |  | 0
K | 5.8.8.9 | Schedule N | Inspect, test, where necessary label and record findings. (Quarterly) | No. | 20 |  | 0
L | 5.8.8.9 | Schedule N | Inspect, test, service, do thermal scan, repair, tighten, re-do thermal scan, record findings and provide a report. (Annually) | No. | 5 |  | 0
| 5.8.9 |  | GENERAL SERVICES
A | 5.8.9.7 | Schedule O | Lights and light fittings: Inspect, test, repair and record findings. (Every six (6) months) | No. | 10 |  | 0
B | 5.8.9.8 | Schedule P | Emergency lights: Inspect, test, repair and record findings. (Quarterly) | No. | 20 |  | 0
C | 5.8.9.9 | Schedule Q | Power outlets: Inspect, test, repair and record findings. (Every six (6) months) | No. | 10 |  | 0
D | 5.8.9.10 | Schedule R | Power skirting: Inspect, test, repair and record findings. (Every six (6) months) | No. | 10 |  | 0
E | 5.8.9.11 | Schedule S | Isolators and fixed equipment: Inspect, test, repair and record findings. (Quarterly) | No. | 20 |  | 0
| 5.9 |  | HEATING VENTILATION AND COOLING
| 5.9.9.1 |  | WATER COOLED CHILLER AND AIR COOLED CHILLER
F | 5.9.10 | Annexure T | Inspect, test, record findings and provide a report.(Monthly) | N/A
G | 5.9.10 | Annexure T | Inspect, test, clean, record findings and provide a report. (Quarterly) | N/A
H | 5.9.10 | Annexure T | Inspect, service, clean, take samples, test, record findings and provide a report. (Annually) | N/A
| 5.9.9.2 |  | COOLING TOWER AND CLOSED CIRCUIT COOLER
J | 5.9.11 | Annexure U | Inspect, test, clean, service, record findings and provide a report. (Monthly) | N/A
K | 5.9.11 | Annexure U | Inspect, test, clean, record findings and provide a report.(Quarterly) | N/A
L | 5.9.11 | Annexure U | Inspect, test, service clean, record findings and provide a report.(Annually) | N/A
| 5.9.9.3 |  | WATER TREATMENT PLANT
A | 5.9.12 | Annexure V | Inspect, test, clean, service, record findings and provide a report.(Monthly) | N/A
B | 5.9.12 | Annexure V | Take samples, test and provide a report.(Quarterly) | N/A
C | 5.9.12 | Annexure V | Inspect, supply chemicals, record findings and provide a report.(Annually) | N/A
| 5.9.9.4 |  | PUMPS
D | 5.9.13 | Annexure W | Inspect, test, record findings provide a report.(Monthly) | N/A
E | 5.9.13 | Annexure W | Inspect, test, clean, service, record findings and provide a report.(Quarterly) | N/A
F | 5.9.13 | Annexure W | Inspect, test, service, clean, record findings and provide a report.(Annually) | N/A
| 5.9.9.5 |  | PRESSURE TANKS
G | 5.9.14 | Annexure X | Inspect, test, record findings and provide a report.(Quarterly) | N/A
H | 5.9.14 | Annexure X | Inspect, test, service, clean, record findings and provide a report.(Annually) | N/A
| 5.9.9.6 |  | MAKE UP TANKS
J | 5.9.15 | Annexure Y | Inspect, test, record findings and provide a report.(Quarterly) | N/A
K | 5.9.15 | Annexure Y | Inspect, test, service, clean, record findings and provide a report.(Annually) | N/A
| 5.9.9.7 |  | PIPEWORK AND ANCILLARIES
L | 5.9.16 | Annexure Z | Inspect, test, clean, record findings and provide a report.(Monthly) | No. | 59 |  | 0
M | 5.9.16 | Annexure Z | Inspect, test, record findings and provide a report.(Quarterly) | No. | 20 |  | 0
N | 5.9.16 | Annexure Z | Inspect, test, service, clean, record findings and provide a report. (Annually) | No. | 5 |  | 0
| 5.9.9.8 |  | DUCTWORK AND ANCILLARIES
A | 5.9.17 | Annexure AA | Inspect, test, record findings and provide a report.(Monthly) | No. | 59 |  | 0
B | 5.9.17 | Annexure AA | Inspect, test, clean, record findings and provide a report.(Quarterly) | No. | 20 |  | 0
C | 5.9.17 | Annexure AA | Inspect, test, service, clean, record findings and provide a report. (Annually) | No. | 5 |  | 0
| 5.9.9.9 |  | AIR HANDLING UNITS
D | 5.9.18 | Annexure AB | Inspect, test, clean, record findings and provide a report. (Monthly) | N/A
E | 5.9.18 | Annexure AB | Inspect, test, service, clean, record findings and provide a report.(Quarterly) | N/A
F | 5.9.18 | Annexure AB | Inspect, test, service, clean, record findings and provide a report.(Annually) | N/A
| 5.9.9.10 |  | FANS
G | 5.9.19 | Annexure AC | Clean extractor canopy filters, record findings and provide a report. (Weekly) | N/A
H | 5.9.19 | Annexure AC | Inspect, test, record findings and provide a report. (Monthly) | N/A
J | 5.9.19 | Annexure AC | Inspect, test, service, clean kitchen extract ducting, record findings and provide a report. (Quarterly) | N/A
K | 5.9.19 | Annexure AC | Inspect, test, service, clean, record findings and provide a report. (Annually) | N/A
| 5.9.9.11 |  | FIRE CRITICAL EQUIPMENT
L | 5.9.20 | Annexure AD | Inspect, test, record findings and provide a report. (Monthly) | N/A
M | 5.9.20 | Annexure AD | Inspect, test, record findings and provide a report. (Quarterly) | N/A
N | 5.9.20 | Annexure AD | Inspect, test, service, record findings and provide a report. (Annually) | N/A
| 5.9.9.12 |  | PACKAGE, SPLIT AND WATER COOLED UNITS
A | 5.9.21 | Annexure AE | Inspect, test, clean, record findings and provide a report. (Monthly) | No. | 59 |  | 0
B | 5.9.21 | Annexure AE | Inspect, test, clean, record findings and provide a report. (Quarterly) | No. | 20 |  | 0
C | 5.9.21 | Annexure AE | Inspect, test, service, clean, record findings and provide a report. (Annually) | No. | 5 |  | 0
| 5.9.9.13 |  | SWITCHBOARDS
D | 5.9.22 | Annexure AF | Inspect, test, service, record findings and provide a report. (Monthly) | No. | 59 |  | 0
E | 5.9.22 | Annexure AF | Inspect, test, record findings and provide a report. (Quarterly) | No. | 20 |  | 0
F | 5.9.22 | Annexure AF | Inspect, test, record findings and provide a report. (Annually) | No. | 5 |  | 0
| 5.9.9.14 |  | NON-BMS CONTROLS
G | 5.9.23 | Annexure AG | Inspect, test, record findings and provide a report. (Monthly) | No. | 59 |  | 0
H | 5.9.23 | Annexure AG | Inspect, test, service, clean, record findings and provide a report. (Annually) | No. | 5 |  | 0
| 5.1 |  | BUILDING MANAGEMENT SYSTEM
J |  | No schedule Reference | Monitor the BMS Control Room between the hours of 08h00 – 18h00 Monday to Friday excluding public holidays. (Ongoing) | N/A
K | 5.10.9 | Annexure AH | Inspect, test and provide a report. (Monthly) | No. | 59 |  | 0
L | 5.10.9 | Annexure AH | Inspect, test, clean and provide a report. (Quarterly) | No. | 20 |  | 0
M | 5.10.9 | Annexure AH | Inspect, test, clean and provide a report. (Annually) | No. | 5 |  | 0
| 5.11 |  | FIRE PROTECTION SERVICES
| 5.11.3 |  | FIRE SPRINKLER SYSTEMS
A | 5.11.3.5 | Schedule AI | Inspect, test and record findings. (Daily) | No. | 1750 |  | 0
B | 5.11.3.6 | Schedule AJ | Inspect, test and record findings. (Weekly) | No. | 256 |  | 0
C | 5.11.3.7 | Schedule AK | Inspect, test, clean, service, record findings and provide a report. (Quarterly) | No. | 20 |  | 0
D | 5.11.3.8 | Schedule AL | Inspect, test, record findings and provide a report. (Every six (6) months) | No. | 10 |  | 0
E | 5.11.3.9 | Schedule AM | Inspect, test, record findings and provide a report. (Annually) | No. | 5 |  | 0
F | 5.11.3.10 | Schedule AN | Inspect, test, clean, service, record findings and provide a report. (Every three (3) years) | No. | 2 |  | 0
G | 5.11.3.11 | Schedule AO | Inspect, test, clean, service, record findings and provide a report. (Every fifteen (15) years) | No. | 1 |  | 0
| 5.11.4 |  | FIRE HOSE REELS AND HYDRANTS
H | 5.11.4.7 | Schedule AP | Inspect, recording findings and provide an updated register. (Weekly) | No. | 256 |  | 0
J | 5.11.4.7 | Schedule AP | Inspect, clean, record findings and provide an updated register. (Monthly) | No. | 59 |  | 0
K | 5.11.4.7 | Schedule AP | Inspect, service, record findings and provide an updated register. (Annually) | No. | 5 |  | 0
| 5.11.5 |  | FIRE EXTINGUISHERS
L | 5.11.5.6 | Schedule AQ | Inspect, record findings and provide an updated register. (Monthly) | No. | 59 |  | 0
M | 5.11.5.6 | Schedule AQ | Inspect, service, record findings and provide an updated register. (Annually) | No. | 5 |  | 0
N | 5.11.5.6 | Schedule AQ | Inspect, hydrostatically pressure test, record findings and provide an updated register. (Every five (5) years) | No. | 1 |  | 0
O | 5.11.5.6 | Schedule AQ | Inspect, hydrostatically pressure test, record findings and provide an updated register. (Every ten (10) years) | No. | 1 |  | 0
| 5.11.6 |  | FIRE BLANKETS
A |  | No schedule Reference | Inspect, record findings and provide an updated register. (Monthly) | N/A
B |  | No schedule Reference | Inspect, service, record findings and provide an updated register. (Annually) | N/A
| 5.11.7 |  | BREATHING APPARATUS
C |  | No schedule Reference | Inspect, record findings and provide an updated register. (Monthly) | N/A
D |  | No schedule Reference | Inspect, service, record findings and provide an updated register. (Annually) | N/A
| 5.11.8 |  | EMERGENCY ESCAPE ROUTES, EXIT DOORS, STAIRWELLS, ETC.
E | 5.11.8.4 | Schedule AR | Inspect, record findings and provide a report. (Monthly) | No. | 59 |  | 0
| 5.12 |  | LIFE SAFETY ELECTRONIC SYSTEMS
| 5.12.3 |  | FIRE DETECTION AND ALARM, GAS CONTROL SYSTEMS
F | 5.12.3.2 | Schedule AS | Inspect, test, record findings and provide a report. (Weekly) | No. | 256 |  | 0
G | 5.12.3.2 | Schedule AS | Inspect, test, record findings and provide a report. (Monthly) | No. | 59 |  | 0
H | 5.12.3.2 | Schedule AS | Inspect, test, record findings and provide a report. (Quarterly) | No. | 20 |  | 0
J | 5.12.3.2 | Schedule AS | Inspect, test, record findings and provide a report. (Annually) | No. | 5 |  | 0
| 5.12.4 |  | VOICE ACTIVATION SYSTEMS
K | 5.12.4.2 | Schedule AT | Inspect, test, record findings and provide a report. (Weekly) | No. | 256 |  | 0
L | 5.12.4.2 | Schedule AT | Inspect, test, record findings and provide a report. (Quarterly) | No. | 20 |  | 0
M | 5.12.4.2 | Schedule AT | Inspect, test, record findings and provide a report. (Annually) | No. | 5 |  | 0
| 5.12.5 |  | EMERGENCY COMMUNICATION SYSTEM
A | 5.12.5.2 | Schedule AU | Inspect, test, record findings and provide a report. (Weekly) | No. | 256 |  | 0
B | 5.12.5.2 | Schedule AU | Inspect, test, record findings and provide a report. (Quarterly) | No. | 20 |  | 0
C | 5.12.5.2 | Schedule AU | Inspect, test, record findings and provide a report. (Annually) | No. | 5 |  | 0
| 5.12.6 |  | REMRAD SYSTEMS
D |  | No schedule Reference | Undertake a manual test to ensure the equipment is functional, the signal is received and the responses are audible. Record the findings and provide a report. (Weekly) | N/A
E |  | No schedule Reference | Undertake a fire condition simulation by activating three (3) smoke detectors to ensure the equipment is functional and the signal is received automatically without any manual intervention. Record the findings and provide a report. Notify the CoCT Goodwood Fire Station prior to the simulation. (Monthly) | N/A
F |  | No schedule Reference | Obtain the relevant log information. The logs shall be used as further evidence of testing, failures, alarms, etc. that have taken place. (Monthly) | N/A
G |  | No schedule Reference | Inspect and service the system. (Quarterly) | N/A
H |  | No schedule Reference | Pay the licencing fee. (Quarterly) | N/A
| 5.13 |  | LIQUID PETROLEUM GAS INSTALLATIONS
| 5.13.7 |  | EXTERNAL LPG BANKS
J |  | No schedule Reference | Inspect, clean, record findings and provide a report. (Every two (2) weeks) | N/A
K |  | No schedule Reference | Inspect, clean, service, record finding and provide a report. (Quarterly) | N/A
L |  | No schedule Reference | Provide a COC for each external LPG installation (during December of each year). (Annually) | N/A
| 5.13.8 |  | FLAME OF REMEMBRANCE
A |  | No schedule Reference | All-inclusive preventative and corrective maintenance requirements including the supply and delivery of LPG, re-ignition of flame, cleaning and repairs to the immediate surrounding infrastructure (e.g. cage, signage, etc.), spares, etc. (e.g. cage, signage, etc.). Provide a monthly report. (Monthly) | N/A
B |  | No schedule Reference | Provide a COC (during December of each year). (Annually) | N/A
| 5.14 |  | COMMERCIAL CATERING APPLIANCES
C |  | No schedule Reference | Inspect, clean, check connections, service, record findings and provide a report. (Quarterly) | N/A
| 5.15 |  | DOMESTIC APPLIANCES
D |  | No schedule Reference | Inspect, clean, check connections, service, record findings and provide a report. (Quarterly) | N/A
| 5.16 |  | LIFTS
E |  | No schedule Reference | Comprehensive Repair and Maintenance Contracts. Lifts shall be inspected and serviced as required including all repairs and replacements of components. This shall include but not be limited to lift shafts, internal and externals of the lift car, lift motor room, power distribution systems, etc. (Monthly) | No. | 59 |  | 0
F |  | No schedule Reference | An appropriately qualified and registered independent lift inspector shall inspect the lifts, issue the findings, inspect the work until is it appropriately completed and issue a revised findings report, all within the regulated period. (Annually) | No. | 5 |  | 0
| 5.18 |  | HANDYMAN SERVICES
A |  | No schedule Reference | Handyman Services shall include labour, tools, appropriate consumables and supplies necessary to complete the tasks for general building infrastructure, plumbing and drainage, electrical, HVAC and Fire Services. E.g. consumables and supplies could include but not be limited to random screws, washers, nails, nuts, bolts, drywall anchors, fasteners, zip ties, adhesives, caulking, sealants, glues, staples, electrical tape, masking tape, thread seal tape, duct tape, wall patch / wood filler, shims, rags, wire connectors, popsicle / craft sticks, picture hanging wire, batteries, etc. (Ongoing) | No. | 59 |  | 0
| 5.19 |  | GENEAL SERVICES
| 5.19.1.1 |  | FUEL FIRED BOILERS
B |  | No schedule Reference | Inspect, test and service. (Every three (3) years) | N/A
| 5.19.1.2 |  | ELECTRODE BOILERS
C |  | No schedule Reference | Inspect, test and service. (Every three (3) years) | N/A
| 5.19.1.3 |  | PRESSURE VESSELS
D |  | No schedule Reference | Inspect, test and service. (Every three (3) years) | N/A
| 5.19.1.4 |  | PUMPS (ELECTRICAL)
E |  | No schedule Reference | Inspect, test and service. (Quarterly) | N/A
| 5.19.1.5 |  | PUMPS (MECHANICAL)
F |  | No schedule Reference | Inspect, test and service. (Quarterly) | N/A
| 5.19.1.6 |  | AUTOMATED SLIDING DOORS
G |  | No schedule Reference | Inspect, test and service. (Quarterly) | No. | 20 |  | 0
| 5.19.1.7 |  | AUTOMATED ROLLER SHUTTER DOORS
H |  | No schedule Reference | Inspect, test and service. (Quarterly) | N/A
| 5.19.1.8 |  | AUTOMATED SLIDING GATES
A |  | No schedule Reference | Inspect, test and service. (Quarterly) | N/A
| 6 |  | SERVICE 4: CIVILS
| 6.13.1 |  | STORM WATER DRAINAGE SYSTEMS
B |  | No schedule Reference | High pressure clean, inspect with a camera and where necessary use a drain auger to remove any blockages, tree roots, etc. Re-inspect with a camera. They shall be left free of sediment, debris or any other foreign materials. (Monthly) | N/A
| 6.13.2 |  | SOIL DRAINAGE SYSTEMS
C |  | No schedule Reference | Clean all drainage systems by removing grates, remove all sediment, debris or any other foreign materials, re-install grates. (Monthly) | N/A
| 8 |  | SERVICE 6: GROUNDS UPKEEP AND LANDSCAPE HORTICULTURE
| 8.8 |  | GROUNDS UP KEEP
| 8.8.12 |  | PATROL CLEANING
D |  | No schedule Reference | Pick-up, collect and dispose of all litter, debris, packets, leaves, etc. to ensure the grounds are clean, neat and tidy. (Ongoing) | N/A
| 8.8.13 |  | HARD SURFACE CLEANING
E |  | No schedule Reference | Hard surfaces shall be swept and cleaned appropriately to ensure they are free from all stains, debris and atmospheric pollution, accidental spillage of material, bird droppings and the like. (Ongoing) | N/A
| 8.8.14 |  | HARD SURFACE WEED CONTROL
F |  | No schedule Reference | Weed removal shall be undertaken by hand, after which an appropriate weed control material / product shall be used to retard weed growth. (Ongoing) | N/A
| 8.8.15 |  | WATER FEATURES
A |  | No schedule Reference | Inspect, clean and ensure they are free of sediment, debris or any other foreign matter. (Ongoing) | N/A
| 8.9 |  | LANDSCAPE HORTICULTURE
| 8.9.9 |  | ROUTINE LANDSCAPE HORTICULTURE SERVICES
B |  | No schedule Reference | Routine day-to-day landscaping horticulture: Ensure that the landscaped areas are clean, neat and free of weeds. All plant specimens shall be kept to a height and form that is safe and appropriate for its type and location of planting. All plants specimens shall be provided with sufficient water, compost, fertiliser, etc. Note: This encompasses the complete requirement and specification for Landscaping Horticulture unless specified separately elsewhere. (Ongoing) | N/A
| 8.9.9.6.1 |  | IRRIGATION AND WATERING
C |  | No schedule Reference | All sprinkler nozzles shall be inspected for blockages, cleaned, serviced and where necessary realigned for optimal functioning. (Monthly) | N/A
D |  | No schedule Reference | Controllers shall be tested, cleaned, serviced and timer settings confirmed. (Quarterly) | N/A
| 8.9.9.6.10 |  | WATER FEATURES
E |  | No schedule Reference | Empty the water feature for routine maintenance of tiling, plastering and painting, waterproofing, the webbing installed for the squirrels, lighting, pumps, ensure the day / night timer to switch lights on / off are appropriate to the seasons, refill the feature, etc. and ensure the water feature is fully commissioned. Return plants and other to the water feature. (Quarterly) | N/A
| 9 |  | SERVICE 7: CLEANING AND HYGIENE
| 9.6 |  | ROUTINE BUILDING CLEANING
A |  | No schedule Reference | Routine day-to-day cleaning: Provide routine day-to-day cleaning that enhances the facilities using the best known cleaning practices and equipment available including rigorous standards of professionalism, descipline and in a manner that minimises all forms of discruptions and noise to the occupants. Note: This encompassess the complete requirement and specification unless specified separately elsewhere. (Ongoing) | N/A
| 9.7 |  | SCHEDULED CLEANING
B |  | No schedule Reference | Internal window cleaning (Quarterly) | No. | 20 |  | 0
C |  | No schedule Reference | Deep Cleaning: Bathrooms (Quarterly) | No. | 20 |  | 0
D |  | No schedule Reference | Deep Cleaning: Commercial Kitchen and associated areas (Quarterly) | N/A
E |  | No schedule Reference | Deep Cleaning: Emergency stairwells (Quarterly) | No. | 20 |  | 0
F |  | No schedule Reference | Deep clean lift foyers and lifts (Quarterly) | No. | 20 |  | 0
|  | No schedule Reference | Deep clean walk-off mats (Quarterly) | No. | 20 |  | 0
| 9.8 |  | HYGIENE SERVICES
| 9.8.2 |  | SANITARY BIN SERVICE
G |  | No schedule Reference | Remove liner containing waste and replace with a clean liner. (Every seven (7) days) | N/A
H |  | No schedule Reference | Remove liner containing waste and replace with a clean liner. (Every fourteen (14) days) | N/A
| 9.8.3 |  | COVID-19 SANITISER UNITS AND CONSUMABLES
|  | No schedule Reference | Supply and re-fill consumables (Ongoing) | N/A
| 9.9 |  | GENERAL SERVICES
ROUTINE PLANTROOM CLEANING
A | 9.9.3 | No schedule Reference | Inspect, clean and record all related activities (Ongoing) | No. | 59 |  | 0
| 10 |  | SERVICE 8: ENVIRONMENTAL SERVICES
| 10.9 |  | WASTE MANAGEMENT
B |  | No schedule Reference | Compactor shall be removed, emptied, cleaned and retuned as required but not less than once a week. This shall take place before 07h00 or after 18h00 to ensure minimum disruption to the applicable entrances / exits. (Ongoing) | N/A
C |  | No schedule Reference | The compactor area, other waste areas and wheelie bins shall be cleaned as often as required but not less than twice a week with non-potable water from an off-site location until suitable non-potable water is available on site. This shall take place before 07h00 or after 18h00 to ensure minimum disruption to the applicable entrances / exits. (Ongoing) | N/A
D |  | No schedule Reference | The compactor shall be removed before 07h00 on the day before SONA and returned before 07h00 the day after SONA. (Annually + 1) | N/A
E |  | No schedule Reference | All other food waste shall be transported to a licensed facility for incineration and a disposal certificate provided. (Ongoing) | N/A
F |  | No schedule Reference | Remove waste, clean fat trap and dispose of the waste at a licensed facility and provide a disposal certificate. (Weekly) | N/A
G |  | No schedule Reference | Collect, separate and transport all waste identified for recycling to a licensed facility for further sorting and recycling. Provide a disposal certificate. (Ongoing) | N/A
H |  | No schedule Reference | Medical waste shall be collected and transported by a licenced SP to a licensed medical waste disposal facility for incineration and provide a disposal certificate. (Every two (2) weeks) | No. | 128 |  | 0
| 10.9.14 |  | INDUSTRIAL SHREDDER AND PAPER RECYCLING
A |  | No schedule Reference | Transport the shredded paper to a licenced facility and obtain a certificate of disposal. (Weekly) | N/A
B |  | No schedule Reference | Provide a competent operator and shred paper as required. (Ongoing) | N/A
C |  | No schedule Reference | Clean and service the Industrial Shredder. (Quarterly) | N/A
| 10.1 |  | PEST CONTROL
D |  | No schedule Reference | Plan, schedule and undertake general building pest control. (Every nine (9) weeks) | No. | 29 |  | 0
E |  | No schedule Reference | Plan, schedule and undertake pest control in the Art Stores. Treatment shall include light spray for cockroaches, gel for silver fish, check for borer beetle, check for moths, small flies, etc. and treat as required. (Every twelve (12) weeks) | N/A
F |  | No schedule Reference | Re-fill tamper proof bait boxes, re-secure signage and bait boxes where necessary and update register. (Monthly) | No. | 59 |  | 0
G |  | No schedule Reference | Plan, schedule and undertake pest control in pump rooms. (Monthly) | No. | 59 |  | 0
H |  | No schedule Reference | Plan, schedule and undertake pest control in commercial kitchens and associated areas. (Monthly) | N/A
J |  | No schedule Reference | Plan, schedule and undertake pest control in areas (after the areas and wheelie bins have been high pressure washed). (Every two (2) weeks) | N/A
K |  | No schedule Reference | Plan, schedule and undertake pest control in basement parking areas, basements in general and all basement plant rooms. (Quarterly) | No. | 20 |  | 0
L |  | No schedule Reference | Plan, schedule and undertake pest control all chambers and Committee Rooms (after scheduled cleaning). (Quarterly) | N/A
M |  | No schedule Reference | Plan, schedule and undertake pest control in all internal emergency stairwells (after scheduled cleaning). (Quarterly) | No. | 20 |  | 0
| 11 |  | SERVICE 9: CEREMONIAL SERVICES
A |  | No schedule Reference | Co-ordinate and hand over consolidated Health and Safety Files in collaboration with the DPWI SPs appointed specifically for this event. (Annually + 1) | N/A
B |  | No schedule Reference | Provide a detailed closeout report of the event. (Annually + 1) | N/A
|  |  | Total Carried to Final Summary |  |  | R

## Bill No. 3 - 120 Plein
Item No. | Clause Ref: | Schedule Ref: |  | Unit | Qty | Rate | Amount
BILL NO. 3
120 PLEIN STREET
The extent of the area of improvement is approximately 32,520m². The building structure comprises of a two-level basement accessing underground parking space (on two levels accommodating 105 vehicles) , ground floor and 18 floors of office space. 120 Plein street building is situated on Plein Street and the corner of Lelie and Parliament Street, opposite the Old Assembly Building.
-----------------------------
SUPPLEMENTARY PREAMBLES
Tenderers are referred to the following sections and/or annexures before pricing this bill.
| Volume 3 |  | Part C1: Agreement and Contract Data
| Part C1.2 |  | Contract Data – Facilities Management -DPW-04(FM)
| Part C1.3 |  | Conditions of Contract – PA-10(FM)
| Part C1.4 |  | Amendments to Standard Conditions of Contract
| Part C1.5 |  | Special Conditions of Contract
| Volume 3 |  | Part C2: Pricing Data
| Part C2.1 |  | Pricing Instructions (PG-02.1 EC)
| Volume 3 |  | Part C3: Scope of Work
| Part C3.2 |  | Scope of Work
| Volume 3 |  | Preventative Maintenance Matrix of Services
| Part C3.3 |  | Tenderers are referred to the Matrix of Services for required services applicable to individual buildings / facilities applicable to this contract.
| Volume 3 |  | Service Level Agreement and Priority Table
| Part C3.4 |  | Tenderers are referred to Service Level Agreement and Priority Table for availability and performance requirements applicable to this contract.
| Volume 3 |  | Penalty Schedule
| Part C3.5 |  | Tenderers are referred to Penalty Schedule applicable to this contract.
| Volume 3 |  | Contract Participation Goals and cidb Build Progamme
| Part C3.6 |  | Tenderers are referred to Contract Participation Goals and cidb Build Programme applicable to this contract.
| Volume 3 |  | Health and Safety Requirements
| Part C3.7 |  | Tenderers are referred to Health and Safety requirements applicable to this contract.
| Volume 3 |  | HIV/AIDS Specification (PW 1544)
| Part C3.8 |  | Tenderers are referred to HIV/AIDS Specification (PW 1544) applicable to this contract.
Notes on pricing
The Tenderer shall view the site and all existing structures thereon and make himself thoroughly acquainted with the conditions under which the works / services are to be done, the means of access to the works, the condition of the roads, the nature of the site and generally with all matters which may influence the contract and any restrictions or conditions which may be imposed by the employer and/or local authority.
No claim for any extras in connection with the position, conditions or circumstances of the work or siting of temporary structures, etc will be entertained.
-----------------------------
| 4 |  | SERVICE 2: BUILDING INFRASTRUCTURE
| 4.8 |  | EXTERNAL: CLEANING
A |  | No schedule Reference | Remove debris, litter and fouling from roof surfaces including waterproofing, gutters, down pipes, full bores etc. and any other type of roof, courtyard or patio covering, etc., to prevent the ingress of water and ensure they are left clean and stain free. This shall include including bird netting.(Monthly) | No. | 59 |  | 0
B |  | No schedule Reference | Remove debris, litter and fouling from boundary and free-standing walls, fencing, railings, pillars, signage, roof surfaces and walls of guard houses, etc. and ensure they are left clean and stain free. (Quarterly) | N/A
C |  | No schedule Reference | Remove debris, litter and fouling from façades, balconies (ground and upper levels), windows, window ledges, shutters, shop front type entrance / exits, external emergency staircases, entrance and exit stairs, landings, patios, balustrades, signage, etc. to ensure they are clean and stain free. Windows shall be dried and bear no evidence of residual cleaning materials / products, smears, run marks, stains or finger marks, etc. (Quarterly) | No. | 20 |  | 0
D |  | No schedule Reference | Using suitable camera equipment and/or by other means, ensure that all down pipes (surface mounted or encased in concrete) are checked for blockages. Blockages shall be removed without causing damage. The downpipes shall be inspected for signs of corrosion, leaks, etc. Provide a report and before / after dated and time stamped photos and videos including recommendations for further work. (Quarterly) | No. | 20 |  | 0
| 4.11 |  | LEATHER REPAIRS
E |  | No schedule Reference | Inspect all applicable leather items for repairs, buttons replacements, minor leather replacements, etc., provide a report and a quotation based on the schedule of rates for further action. (Quarterly) | No. | 20 |  | 0
| 4.13 |  | FLAG POLES
A |  | No schedule Reference | Inspect the rope, pulleys and toggles, paint or varnish poles and associated infrastructure, etc. and provide a report including before and after date and time stamped photos (December, March, June and September). (Quarterly) | N/A
B |  | No schedule Reference | Supply and install new ropes, new pulleys, new cleats and new toggles (December). (Annually) | N/A
| 5 |  | SERVICE 3: TECHNICAL SERVICES
| 5.8 |  | ELECTRICAL SERVICES
| 5.8.5 |  | MEDIUM VOLTAGE NETWORK (SUBSTATIONS, TRANSFORMERS, RING MAIN UNIT, BTUs, ETC.)
A | 5.8.5.9 | Schedule A | Substations - Inspect, record findings and provide a report. (Quarterly) | No. | 20 |  | 0
B | 5.8.5.10 | Schedule B | MV Switchgear - Inspect, record findings and provide a report. (Quarterly) | No. | 20 |  | 0
C | 5.8.5.11 | Schedule C | LV Boards - Inspect, record findings and provide a report. (Quarterly) | No. | 20 |  | 0
D | 5.8.5.12 | Schedule D | Transformers - Inspect, record findings and provide a report. (Quarterly) | No. | 20 |  | 0
E | 5.8.5.13 | Schedule E | BTUs - Inspect, clean, service, record findings and provide a report. (Monthly) | No. | 59 |  | 0
F |  | No schedule Reference | MV Power Factor Equipment - Inspect, record findings and provide a report. (Quarterly) | No. | 20 |  | 0
G | 5.8.5.14 | Schedule F | Ring Main Unit - Inspect, clean, service, record findings and provide a report. (Annually) | No. | 5 |  | 0
H | 5.8.5.15 | Schedule G | Transformers: Dry Type Transformers - Inspect, clean, service, record findings and provide a report. (Annually) | N/A
J | 5.8.5.16 | Schedule H | Transformers: Free Breathing Oil Filled Transformers - Inspect, clean, service, record findings and provide a report. (Annually) | No. | 5 |  | 0
K | 5.8.5.17 | Schedule I | Transformers: Sealed Oil Filled Transformers - Inspect, clean, service, record findings and provide a report. (Annually) | No. | 5 |  | 0
L | 5.8.5.18 | Schedule J | ABB SAFERING CCMVVVVSVVV, CVVVV, CCFF, CFFFF, CCC - Inspect, clean, service, record findings and provide a report. (Annually) | No. | 5 |  | 0
M |  | No schedule Reference | MW Power Factor Equipment - Inspect, clean, service, record findings and provide a report. (Annually) | No. | 5 |  | 0
A |  | No schedule Reference | Liaise with CoCT prior to the scheduled work to ensure that the work completed by CoCT is managed in a way that minimises a total power outage ensuring all services including Security Service interruptions are minimised or not interrupted at all. (Every three (3) years) | N/A
| 5.8.6 |  | STANDBY GENERATORS
B | 5.8.6.12 | Schedule K | Inspect, off load test, record findings and provide a report. (Weekly) | No. | 256 |  | 0
C | 5.8.6.12 | Schedule K | Inspect, load test, record findings and provide a report. (Quarterly) | No. | 20 |  | 0
D | 5.8.6.12 | Schedule K | Inspect, service, load test, record findings and provide a report. (Annually) | No. | 5 |  | 0
E |  | No schedule Reference | Bulk Diesel Tanks (2x): Obtain one (1) sample annually from the bottom of each of the bulk diesel tanks, have it tested at an accredited laboratory and provide the test results. (Annually + 1) | No. | 12 |  | 0
F | 5.8.6.13 | Schedule L | Duvalco FMS: Inspect, service, record findings and provide a report. (Monthly) | No. | 59 |  | 0
G | 5.8.6.13 | Schedule L | Duvalco FMS: Supply and install new Duvalco BFS Red cartridge. (Quarterly) | No. | 20 |  | 0
| 5.8.7 |  | UNINTERRUPTED POWER SUPPLY
H | 5.8.7.5 | Schedule M | Inspect, clean, service, test and record information for the UPS and the batteries. (Monthly) | N/A
| 5.8.8 |  | DISTRIBUTION BOARDS
J | 5.8.8.9 | Schedule N | Inspect, test and record findings. (Monthly) | No. | 59 |  | 0
K | 5.8.8.9 | Schedule N | Inspect, test, where necessary label and record findings. (Quarterly) | No. | 20 |  | 0
L | 5.8.8.9 | Schedule N | Inspect, test, service, do thermal scan, repair, tighten, re-do thermal scan, record findings and provide a report. (Annually) | No. | 5 |  | 0
| 5.8.9 |  | GENERAL SERVICES
A | 5.8.9.7 | Schedule O | Lights and light fittings: Inspect, test, repair and record findings. (Every six (6) months) | No. | 10 |  | 0
B | 5.8.9.8 | Schedule P | Emergency lights: Inspect, test, repair and record findings. (Quarterly) | No. | 20 |  | 0
C | 5.8.9.9 | Schedule Q | Power outlets: Inspect, test, repair and record findings. (Every six (6) months) | No. | 10 |  | 0
D | 5.8.9.10 | Schedule R | Power skirting: Inspect, test, repair and record findings. (Every six (6) months) | No. | 10 |  | 0
E | 5.8.9.11 | Schedule S | Isolators and fixed equipment: Inspect, test, repair and record findings. (Quarterly) | No. | 20 |  | 0
| 5.9 |  | HEATING VENTILATION AND COOLING
| 5.9.9.1 |  | WATER COOLED CHILLER AND AIR COOLED CHILLER
F | 5.9.10 | Annexure T | Inspect, test, record findings and provide a report.(Monthly) | No. | 59 |  | 0
G | 5.9.10 | Annexure T | Inspect, test, clean, record findings and provide a report. (Quarterly) | No. | 20 |  | 0
H | 5.9.10 | Annexure T | Inspect, service, clean, take samples, test, record findings and provide a report. (Annually) | No. | 5 |  | 0
| 5.9.9.2 |  | COOLING TOWER AND CLOSED CIRCUIT COOLER
J | 5.9.11 | Annexure U | Inspect, test, clean, service, record findings and provide a report. (Monthly) | No. | 59 |  | 0
K | 5.9.11 | Annexure U | Inspect, test, clean, record findings and provide a report.(Quarterly) | No. | 20 |  | 0
L | 5.9.11 | Annexure U | Inspect, test, service clean, record findings and provide a report.(Annually) | No. | 5 |  | 0
| 5.9.9.3 |  | WATER TREATMENT PLANT
A | 5.9.12 | Annexure V | Inspect, test, clean, service, record findings and provide a report.(Monthly) | No. | 59 |  | 0
B | 5.9.12 | Annexure V | Take samples, test and provide a report.(Quarterly) | No. | 20 |  | 0
C | 5.9.12 | Annexure V | Inspect, supply chemicals, record findings and provide a report.(Annually) | No. | 5 |  | 0
| 5.9.9.4 |  | PUMPS
D | 5.9.13 | Annexure W | Inspect, test, record findings provide a report.(Monthly) | No. | 59 |  | 0
E | 5.9.13 | Annexure W | Inspect, test, clean, service, record findings and provide a report.(Quarterly) | No. | 20 |  | 0
F | 5.9.13 | Annexure W | Inspect, test, service, clean, record findings and provide a report.(Annually) | No. | 5 |  | 0
| 5.9.9.5 |  | PRESSURE TANKS
G | 5.9.14 | Annexure X | Inspect, test, record findings and provide a report.(Quarterly) | No. | 20 |  | 0
H | 5.9.14 | Annexure X | Inspect, test, service, clean, record findings and provide a report.(Annually) | No. | 5 |  | 0
| 5.9.9.6 |  | MAKE UP TANKS
J | 5.9.15 | Annexure Y | Inspect, test, record findings and provide a report.(Quarterly) | No. | 20 |  | 0
K | 5.9.15 | Annexure Y | Inspect, test, service, clean, record findings and provide a report.(Annually) | No. | 5 |  | 0
| 5.9.9.7 |  | PIPEWORK AND ANCILLARIES
L | 5.9.16 | Annexure Z | Inspect, test, clean, record findings and provide a report.(Monthly) | No. | 59 |  | 0
M | 5.9.16 | Annexure Z | Inspect, test, record findings and provide a report.(Quarterly) | No. | 20 |  | 0
N | 5.9.16 | Annexure Z | Inspect, test, service, clean, record findings and provide a report. (Annually) | No. | 5 |  | 0
| 5.9.9.8 |  | DUCTWORK AND ANCILLARIES
A | 5.9.17 | Annexure AA | Inspect, test, record findings and provide a report.(Monthly) | No. | 59 |  | 0
B | 5.9.17 | Annexure AA | Inspect, test, clean, record findings and provide a report.(Quarterly) | No. | 20 |  | 0
C | 5.9.17 | Annexure AA | Inspect, test, service, clean, record findings and provide a report. (Annually) | No. | 5 |  | 0
| 5.9.9.9 |  | AIR HANDLING UNITS
D | 5.9.18 | Annexure AB | Inspect, test, clean, record findings and provide a report. (Monthly) | No. | 59 |  | 0
E | 5.9.18 | Annexure AB | Inspect, test, service, clean, record findings and provide a report.(Quarterly) | No. | 20 |  | 0
F | 5.9.18 | Annexure AB | Inspect, test, service, clean, record findings and provide a report.(Annually) | No. | 5 |  | 0
| 5.9.9.10 |  | FANS
G | 5.9.19 | Annexure AC | Clean extractor canopy filters, record findings and provide a report. (Weekly) | N/A
H | 5.9.19 | Annexure AC | Inspect, test, record findings and provide a report. (Monthly) | N/A
J | 5.9.19 | Annexure AC | Inspect, test, service, clean kitchen extract ducting, record findings and provide a report. (Quarterly) | N/A
K | 5.9.19 | Annexure AC | Inspect, test, service, clean, record findings and provide a report. (Annually) | N/A
| 5.9.9.11 |  | FIRE CRITICAL EQUIPMENT
L | 5.9.20 | Annexure AD | Inspect, test, record findings and provide a report. (Monthly) | N/A
M | 5.9.20 | Annexure AD | Inspect, test, record findings and provide a report. (Quarterly) | N/A
N | 5.9.20 | Annexure AD | Inspect, test, service, record findings and provide a report. (Annually) | N/A
| 5.9.9.12 |  | PACKAGE, SPLIT AND WATER COOLED UNITS
A | 5.9.21 | Annexure AE | Inspect, test, clean, record findings and provide a report. (Monthly) | No. | 59 |  | 0
B | 5.9.21 | Annexure AE | Inspect, test, clean, record findings and provide a report. (Quarterly) | No. | 20 |  | 0
C | 5.9.21 | Annexure AE | Inspect, test, service, clean, record findings and provide a report. (Annually) | No. | 5 |  | 0
| 5.9.9.13 |  | SWITCHBOARDS
D | 5.9.22 | Annexure AF | Inspect, test, service, record findings and provide a report. (Monthly) | No. | 59 |  | 0
E | 5.9.22 | Annexure AF | Inspect, test, record findings and provide a report. (Quarterly) | No. | 20 |  | 0
F | 5.9.22 | Annexure AF | Inspect, test, record findings and provide a report. (Annually) | No. | 5 |  | 0
| 5.9.9.14 |  | NON-BMS CONTROLS
G | 5.9.23 | Annexure AG | Inspect, test, record findings and provide a report. (Monthly) | No. | 59 |  | 0
H | 5.9.23 | Annexure AG | Inspect, test, service, clean, record findings and provide a report. (Annually) | No. | 5 |  | 0
| 5.1 |  | BUILDING MANAGEMENT SYSTEM
J |  | No schedule Reference | Monitor the BMS Control Room between the hours of 08h00 – 18h00 Monday to Friday excluding public holidays. (Ongoing) | No. | 59 |  | 0
K | 5.10.9 | Annexure AH | Inspect, test and provide a report. (Monthly) | No. | 59 |  | 0
L | 5.10.9 | Annexure AH | Inspect, test, clean and provide a report. (Quarterly) | No. | 20 |  | 0
M | 5.10.9 | Annexure AH | Inspect, test, clean and provide a report. (Annually) | No. | 5 |  | 0
| 5.11 |  | FIRE PROTECTION SERVICES
| 5.11.3 |  | FIRE SPRINKLER SYSTEMS
A | 5.11.3.5 | Schedule AI | Inspect, test and record findings. (Daily) | No. | 1750 |  | 0
B | 5.11.3.6 | Schedule AJ | Inspect, test and record findings. (Weekly) | No. | 256 |  | 0
C | 5.11.3.7 | Schedule AK | Inspect, test, clean, service, record findings and provide a report. (Quarterly) | No. | 20 |  | 0
D | 5.11.3.8 | Schedule AL | Inspect, test, record findings and provide a report. (Every six (6) months) | No. | 10 |  | 0
E | 5.11.3.9 | Schedule AM | Inspect, test, record findings and provide a report. (Annually) | No. | 5 |  | 0
F | 5.11.3.10 | Schedule AN | Inspect, test, clean, service, record findings and provide a report. (Every three (3) years) | No. | 2 |  | 0
G | 5.11.3.11 | Schedule AO | Inspect, test, clean, service, record findings and provide a report. (Every fifteen (15) years) | No. | 1 |  | 0
| 5.11.4 |  | FIRE HOSE REELS AND HYDRANTS
H | 5.11.4.7 | Schedule AP | Inspect, recording findings and provide an updated register. (Weekly) | No. | 256 |  | 0
J | 5.11.4.7 | Schedule AP | Inspect, clean, record findings and provide an updated register. (Monthly) | No. | 59 |  | 0
K | 5.11.4.7 | Schedule AP | Inspect, service, record findings and provide an updated register. (Annually) | No. | 5 |  | 0
| 5.11.5 |  | FIRE EXTINGUISHERS
L | 5.11.5.6 | Schedule AQ | Inspect, record findings and provide an updated register. (Monthly) | No. | 59 |  | 0
M | 5.11.5.6 | Schedule AQ | Inspect, service, record findings and provide an updated register. (Annually) | No. | 5 |  | 0
N | 5.11.5.6 | Schedule AQ | Inspect, hydrostatically pressure test, record findings and provide an updated register. (Every five (5) years) | No. | 1 |  | 0
O | 5.11.5.6 | Schedule AQ | Inspect, hydrostatically pressure test, record findings and provide an updated register. (Every ten (10) years) | No. | 1 |  | 0
| 5.11.6 |  | FIRE BLANKETS
A |  | No schedule Reference | Inspect, record findings and provide an updated register. (Monthly) | N/A
B |  | No schedule Reference | Inspect, service, record findings and provide an updated register. (Annually) | N/A
| 5.11.7 |  | BREATHING APPARATUS
C |  | No schedule Reference | Inspect, record findings and provide an updated register. (Monthly) | No. | 59 |  | 0
D |  | No schedule Reference | Inspect, service, record findings and provide an updated register. (Annually) | No. | 5 |  | 0
| 5.11.8 |  | EMERGENCY ESCAPE ROUTES, EXIT DOORS, STAIRWELLS, ETC.
E | 5.11.8.4 | Schedule AR | Inspect, record findings and provide a report. (Monthly) | No. | 59 |  | 0
| 5.12 |  | LIFE SAFETY ELECTRONIC SYSTEMS
| 5.12.3 |  | FIRE DETECTION AND ALARM, GAS CONTROL SYSTEMS
F | 5.12.3.2 | Schedule AS | Inspect, test, record findings and provide a report. (Weekly) | No. | 256 |  | 0
G | 5.12.3.2 | Schedule AS | Inspect, test, record findings and provide a report. (Monthly) | No. | 59 |  | 0
H | 5.12.3.2 | Schedule AS | Inspect, test, record findings and provide a report. (Quarterly) | No. | 20 |  | 0
J | 5.12.3.2 | Schedule AS | Inspect, test, record findings and provide a report. (Annually) | No. | 5 |  | 0
| 5.12.4 |  | VOICE ACTIVATION SYSTEMS
K | 5.12.4.2 | Schedule AT | Inspect, test, record findings and provide a report. (Weekly) | No. | 256 |  | 0
L | 5.12.4.2 | Schedule AT | Inspect, test, record findings and provide a report. (Quarterly) | No. | 20 |  | 0
M | 5.12.4.2 | Schedule AT | Inspect, test, record findings and provide a report. (Annually) | No. | 5 |  | 0
| 5.12.5 |  | EMERGENCY COMMUNICATION SYSTEM
A | 5.12.5.2 | Schedule AU | Inspect, test, record findings and provide a report. (Weekly) | No. | 256 |  | 0
B | 5.12.5.2 | Schedule AU | Inspect, test, record findings and provide a report. (Quarterly) | No. | 20 |  | 0
C | 5.12.5.2 | Schedule AU | Inspect, test, record findings and provide a report. (Annually) | No. | 5 |  | 0
| 5.12.6 |  | REMRAD SYSTEMS
D |  | No schedule Reference | Undertake a manual test to ensure the equipment is functional, the signal is received and the responses are audible. Record the findings and provide a report. (Weekly) | No. | 256 |  | 0
E |  | No schedule Reference | Undertake a fire condition simulation by activating three (3) smoke detectors to ensure the equipment is functional and the signal is received automatically without any manual intervention. Record the findings and provide a report. Notify the CoCT Goodwood Fire Station prior to the simulation. (Monthly) | No. | 59 |  | 0
F |  | No schedule Reference | Obtain the relevant log information. The logs shall be used as further evidence of testing, failures, alarms, etc. that have taken place. (Monthly) | No. | 59 |  | 0
G |  | No schedule Reference | Inspect and service the system. (Quarterly) | No. | 20 |  | 0
H |  | No schedule Reference | Pay the licencing fee. (Quarterly) | No. | 20 |  | 0
| 5.13 |  | LIQUID PETROLEUM GAS INSTALLATIONS
| 5.13.7 |  | EXTERNAL LPG BANKS
J |  | No schedule Reference | Inspect, clean, record findings and provide a report. (Every two (2) weeks) | N/A
K |  | No schedule Reference | Inspect, clean, service, record finding and provide a report. (Quarterly) | N/A
L |  | No schedule Reference | Provide a COC for each external LPG installation (during December of each year). (Annually) | N/A
| 5.13.8 |  | FLAME OF REMEMBRANCE
A |  | No schedule Reference | All-inclusive preventative and corrective maintenance requirements including the supply and delivery of LPG, re-ignition of flame, cleaning and repairs to the immediate surrounding infrastructure (e.g. cage, signage, etc.), spares, etc. (e.g. cage, signage, etc.). Provide a monthly report. (Monthly) | N/A
B |  | No schedule Reference | Provide a COC (during December of each year). (Annually) | N/A
| 5.14 |  | COMMERCIAL CATERING APPLIANCES
C |  | No schedule Reference | Inspect, clean, check connections, service, record findings and provide a report. (Quarterly) | N/A
| 5.15 |  | DOMESTIC APPLIANCES
D |  | No schedule Reference | Inspect, clean, check connections, service, record findings and provide a report. (Quarterly) | No. | 20 |  | 0
| 5.16 |  | LIFTS
E |  | No schedule Reference | Comprehensive Repair and Maintenance Contracts. Lifts shall be inspected and serviced as required including all repairs and replacements of components. This shall include but not be limited to lift shafts, internal and externals of the lift car, lift motor room, power distribution systems, etc. (Monthly) | No. | 59 |  | 0
F |  | No schedule Reference | An appropriately qualified and registered independent lift inspector shall inspect the lifts, issue the findings, inspect the work until is it appropriately completed and issue a revised findings report, all within the regulated period. (Annually) | No. | 5 |  | 0
| 5.18 |  | HANDYMAN SERVICES
A |  | No schedule Reference | Handyman Services shall include labour, tools, appropriate consumables and supplies necessary to complete the tasks for general building infrastructure, plumbing and drainage, electrical, HVAC and Fire Services. E.g. consumables and supplies could include but not be limited to random screws, washers, nails, nuts, bolts, drywall anchors, fasteners, zip ties, adhesives, caulking, sealants, glues, staples, electrical tape, masking tape, thread seal tape, duct tape, wall patch / wood filler, shims, rags, wire connectors, popsicle / craft sticks, picture hanging wire, batteries, etc. (Ongoing) | No. | 59 |  | 0
| 5.19 |  | GENEAL SERVICES
| 5.19.1.1 |  | FUEL FIRED BOILERS
B |  | No schedule Reference | Inspect, test and service. (Every three (3) years) | No. | 2 |  | 0
| 5.19.1.2 |  | ELECTRODE BOILERS
C |  | No schedule Reference | Inspect, test and service. (Every three (3) years) | N/A
| 5.19.1.3 |  | PRESSURE VESSELS
D |  | No schedule Reference | Inspect, test and service. (Every three (3) years) | No. | 2 |  | 0
| 5.19.1.4 |  | PUMPS (ELECTRICAL)
E |  | No schedule Reference | Inspect, test and service. (Quarterly) | No. | 20 |  | 0
| 5.19.1.5 |  | PUMPS (MECHANICAL)
F |  | No schedule Reference | Inspect, test and service. (Quarterly) | No. | 20 |  | 0
| 5.19.1.6 |  | AUTOMATED SLIDING DOORS
G |  | No schedule Reference | Inspect, test and service. (Quarterly) | No. | 20 |  | 0
| 5.19.1.7 |  | AUTOMATED ROLLER SHUTTER DOORS
H |  | No schedule Reference | Inspect, test and service. (Quarterly) | N/A
| 5.19.1.8 |  | AUTOMATED SLIDING GATES
A |  | No schedule Reference | Inspect, test and service. (Quarterly) | N/A
| 6 |  | SERVICE 4: CIVILS
| 6.13.1 |  | STORM WATER DRAINAGE SYSTEMS
B |  | No schedule Reference | High pressure clean, inspect with a camera and where necessary use a drain auger to remove any blockages, tree roots, etc. Re-inspect with a camera. They shall be left free of sediment, debris or any other foreign materials. (Monthly) | N/A
| 6.13.2 |  | SOIL DRAINAGE SYSTEMS
C |  | No schedule Reference | Clean all drainage systems by removing grates, remove all sediment, debris or any other foreign materials, re-install grates. (Monthly) | N/A
| 8 |  | SERVICE 6: GROUNDS UPKEEP AND LANDSCAPE HORTICULTURE
| 8.8 |  | GROUNDS UP KEEP
| 8.8.12 |  | PATROL CLEANING
D |  | No schedule Reference | Pick-up, collect and dispose of all litter, debris, packets, leaves, etc. to ensure the grounds are clean, neat and tidy. (Ongoing) | N/A
| 8.8.13 |  | HARD SURFACE CLEANING
E |  | No schedule Reference | Hard surfaces shall be swept and cleaned appropriately to ensure they are free from all stains, debris and atmospheric pollution, accidental spillage of material, bird droppings and the like. (Ongoing) | N/A
| 8.8.14 |  | HARD SURFACE WEED CONTROL
F |  | No schedule Reference | Weed removal shall be undertaken by hand, after which an appropriate weed control material / product shall be used to retard weed growth. (Ongoing) | N/A
| 8.8.15 |  | WATER FEATURES
A |  | No schedule Reference | Inspect, clean and ensure they are free of sediment, debris or any other foreign matter. (Ongoing) | N/A
| 8.9 |  | LANDSCAPE HORTICULTURE
| 8.9.9 |  | ROUTINE LANDSCAPE HORTICULTURE SERVICES
B |  | No schedule Reference | Routine day-to-day landscaping horticulture: Ensure that the landscaped areas are clean, neat and free of weeds. All plant specimens shall be kept to a height and form that is safe and appropriate for its type and location of planting. All plants specimens shall be provided with sufficient water, compost, fertiliser, etc. Note: This encompasses the complete requirement and specification for Landscaping Horticulture unless specified separately elsewhere. (Ongoing) | N/A
| 8.9.9.6.1 |  | IRRIGATION AND WATERING
C |  | No schedule Reference | All sprinkler nozzles shall be inspected for blockages, cleaned, serviced and where necessary realigned for optimal functioning. (Monthly) | N/A
D |  | No schedule Reference | Controllers shall be tested, cleaned, serviced and timer settings confirmed. (Quarterly) | N/A
| 8.9.9.6.10 |  | WATER FEATURES
E |  | No schedule Reference | Empty the water feature for routine maintenance of tiling, plastering and painting, waterproofing, the webbing installed for the squirrels, lighting, pumps, ensure the day / night timer to switch lights on / off are appropriate to the seasons, refill the feature, etc. and ensure the water feature is fully commissioned. Return plants and other to the water feature. (Quarterly) | N/A
| 9 |  | SERVICE 7: CLEANING AND HYGIENE
| 9.6 |  | ROUTINE BUILDING CLEANING
A |  | No schedule Reference | Routine day-to-day cleaning: Provide routine day-to-day cleaning that enhances the facilities using the best known cleaning practices and equipment available including rigorous standards of professionalism, descipline and in a manner that minimises all forms of discruptions and noise to the occupants. Note: This encompassess the complete requirement and specification unless specified separately elsewhere. (Ongoing) | No. | 59 |  | 0
| 9.7 |  | SCHEDULED CLEANING
B |  | No schedule Reference | Internal window cleaning (Quarterly) | No. | 20 |  | 0
C |  | No schedule Reference | Deep Cleaning: Bathrooms (Quarterly) | No. | 20 |  | 0
D |  | No schedule Reference | Deep Cleaning: Commercial Kitchen and associated areas (Quarterly) | N/A
E |  | No schedule Reference | Deep Cleaning: Emergency stairwells (Quarterly) | No. | 20 |  | 0
F |  | No schedule Reference | Deep clean lift foyers and lifts (Quarterly) | No. | 20 |  | 0
|  | No schedule Reference | Deep clean walk-off mats (Quarterly) | No. | 20 |  | 0
| 9.8 |  | HYGIENE SERVICES
| 9.8.2 |  | SANITARY BIN SERVICE
G |  | No schedule Reference | Remove liner containing waste and replace with a clean liner. (Every seven (7) days) | No. | 248 |  | 0
H |  | No schedule Reference | Remove liner containing waste and replace with a clean liner. (Every fourteen (14) days) | N/A
| 9.8.3 |  | COVID-19 SANITISER UNITS AND CONSUMABLES
|  | No schedule Reference | Supply and re-fill consumables (Ongoing) | No. | 59 |  | 0
| 9.9 |  | GENERAL SERVICES
ROUTINE PLANTROOM CLEANING
A | 9.9.3 | No schedule Reference | Inspect, clean and record all related activities (Ongoing) | No. | 59 |  | 0
| 10 |  | SERVICE 8: ENVIRONMENTAL SERVICES
| 10.9 |  | WASTE MANAGEMENT
B |  | No schedule Reference | Compactor shall be removed, emptied, cleaned and retuned as required but not less than once a week. This shall take place before 07h00 or after 18h00 to ensure minimum disruption to the applicable entrances / exits. (Ongoing) | N/A
C |  | No schedule Reference | The compactor area, other waste areas and wheelie bins shall be cleaned as often as required but not less than twice a week with non-potable water from an off-site location until suitable non-potable water is available on site. This shall take place before 07h00 or after 18h00 to ensure minimum disruption to the applicable entrances / exits. (Ongoing) | N/A
D |  | No schedule Reference | The compactor shall be removed before 07h00 on the day before SONA and returned before 07h00 the day after SONA. (Annually + 1) | N/A
E |  | No schedule Reference | All other food waste shall be transported to a licensed facility for incineration and a disposal certificate provided. (Ongoing) | N/A
F |  | No schedule Reference | Remove waste, clean fat trap and dispose of the waste at a licensed facility and provide a disposal certificate. (Weekly) | N/A
G |  | No schedule Reference | Collect, separate and transport all waste identified for recycling to a licensed facility for further sorting and recycling. Provide a disposal certificate. (Ongoing) | N/A
H |  | No schedule Reference | Medical waste shall be collected and transported by a licenced SP to a licensed medical waste disposal facility for incineration and provide a disposal certificate. (Every two (2) weeks) | No. | 128 |  | 0
| 10.9.14 |  | INDUSTRIAL SHREDDER AND PAPER RECYCLING
A |  | No schedule Reference | Transport the shredded paper to a licenced facility and obtain a certificate of disposal. (Weekly) | N/A
B |  | No schedule Reference | Provide a competent operator and shred paper as required. (Ongoing) | N/A
C |  | No schedule Reference | Clean and service the Industrial Shredder. (Quarterly) | N/A
| 10.1 |  | PEST CONTROL
D |  | No schedule Reference | Plan, schedule and undertake general building pest control. (Every nine (9) weeks) | No. | 29 |  | 0
E |  | No schedule Reference | Plan, schedule and undertake pest control in the Art Stores. Treatment shall include light spray for cockroaches, gel for silver fish, check for borer beetle, check for moths, small flies, etc. and treat as required. (Every twelve (12) weeks) | N/A
F |  | No schedule Reference | Re-fill tamper proof bait boxes, re-secure signage and bait boxes where necessary and update register. (Monthly) | No. | 59 |  | 0
G |  | No schedule Reference | Plan, schedule and undertake pest control in pump rooms. (Monthly) | No. | 59 |  | 0
H |  | No schedule Reference | Plan, schedule and undertake pest control in commercial kitchens and associated areas. (Monthly) | N/A
J |  | No schedule Reference | Plan, schedule and undertake pest control in areas (after the areas and wheelie bins have been high pressure washed). (Every two (2) weeks) | N/A
K |  | No schedule Reference | Plan, schedule and undertake pest control in basement parking areas, basements in general and all basement plant rooms. (Quarterly) | No. | 20 |  | 0
L |  | No schedule Reference | Plan, schedule and undertake pest control all chambers and Committee Rooms (after scheduled cleaning). (Quarterly) | No. | 20 |  | 0
M |  | No schedule Reference | Plan, schedule and undertake pest control in all internal emergency stairwells (after scheduled cleaning). (Quarterly) | No. | 20 |  | 0
| 11 |  | SERVICE 9: CEREMONIAL SERVICES
A |  | No schedule Reference | Co-ordinate and hand over consolidated Health and Safety Files in collaboration with the DPWI SPs appointed specifically for this event. (Annually + 1) | N/A
B |  | No schedule Reference | Provide a detailed closeout report of the event. (Annually + 1) | N/A
|  |  | Total Carried to Final Summary |  |  | R

## Bill No. 4 - Stalplein
Item No. | Clause Ref: | Schedule Ref: |  | Unit | Qty | Rate | Amount
BILL NO. 4
STALPLEIN
The extent of the area of improvement is approximately 34,656 m². The building consists of 3 parking decks, deck A (102 bays), deck B (153 bays) and deck C (120 bays). Stal Plein garage is situated on three levels of underground parking and extends the full length and width of the “Stal Plein” square above it.
-----------------------------
SUPPLEMENTARY PREAMBLES
Tenderers are referred to the following sections and/or annexures before pricing this bill.
| Volume 3 |  | Part C1: Agreement and Contract Data
| Part C1.2 |  | Contract Data – Facilities Management -DPW-04(FM)
| Part C1.3 |  | Conditions of Contract – PA-10(FM)
| Part C1.4 |  | Amendments to Standard Conditions of Contract
| Part C1.5 |  | Special Conditions of Contract
| Volume 3 |  | Part C2: Pricing Data
| Part C2.1 |  | Pricing Instructions (PG-02.1 EC)
| Volume 3 |  | Part C3: Scope of Work
| Part C3.2 |  | Scope of Work
| Volume 3 |  | Preventative Maintenance Matrix of Services
| Part C3.3 |  | Tenderers are referred to the Matrix of Services for required services applicable to individual buildings / facilities applicable to this contract.
| Volume 3 |  | Service Level Agreement and Priority Table
| Part C3.4 |  | Tenderers are referred to Service Level Agreement and Priority Table for availability and performance requirements applicable to this contract.
| Volume 3 |  | Penalty Schedule
| Part C3.5 |  | Tenderers are referred to Penalty Schedule applicable to this contract.
| Volume 3 |  | Contract Participation Goals and cidb Build Progamme
| Part C3.6 |  | Tenderers are referred to Contract Participation Goals and cidb Build Programme applicable to this contract.
| Volume 3 |  | Health and Safety Requirements
| Part C3.7 |  | Tenderers are referred to Health and Safety requirements applicable to this contract.
| Volume 3 |  | HIV/AIDS Specification (PW 1544)
| Part C3.8 |  | Tenderers are referred to HIV/AIDS Specification (PW 1544) applicable to this contract.
Notes on pricing
The Tenderer shall view the site and all existing structures thereon and make himself thoroughly acquainted with the conditions under which the works / services are to be done, the means of access to the works, the condition of the roads, the nature of the site and generally with all matters which may influence the contract and any restrictions or conditions which may be imposed by the employer and/or local authority.
No claim for any extras in connection with the position, conditions or circumstances of the work or siting of temporary structures, etc will be entertained.
-----------------------------
| 4 |  | SERVICE 2: BUILDING INFRASTRUCTURE
| 4.8 |  | EXTERNAL: CLEANING
A |  | No schedule Reference | Remove debris, litter and fouling from roof surfaces including waterproofing, gutters, down pipes, full bores etc. and any other type of roof, courtyard or patio covering, etc., to prevent the ingress of water and ensure they are left clean and stain free. This shall include including bird netting.(Monthly) | N/A
B |  | No schedule Reference | Remove debris, litter and fouling from boundary and free-standing walls, fencing, railings, pillars, signage, roof surfaces and walls of guard houses, etc. and ensure they are left clean and stain free. (Quarterly) | N/A
C |  | No schedule Reference | Remove debris, litter and fouling from façades, balconies (ground and upper levels), windows, window ledges, shutters, shop front type entrance / exits, external emergency staircases, entrance and exit stairs, landings, patios, balustrades, signage, etc. to ensure they are clean and stain free. Windows shall be dried and bear no evidence of residual cleaning materials / products, smears, run marks, stains or finger marks, etc. (Quarterly) | N/A
D |  | No schedule Reference | Using suitable camera equipment and/or by other means, ensure that all down pipes (surface mounted or encased in concrete) are checked for blockages. Blockages shall be removed without causing damage. The downpipes shall be inspected for signs of corrosion, leaks, etc. Provide a report and before / after dated and time stamped photos and videos including recommendations for further work. (Quarterly) | N/A
| 4.11 |  | LEATHER REPAIRS
E |  | No schedule Reference | Inspect all applicable leather items for repairs, buttons replacements, minor leather replacements, etc., provide a report and a quotation based on the schedule of rates for further action. (Quarterly) | N/A
| 4.13 |  | FLAG POLES
A |  | No schedule Reference | Inspect the rope, pulleys and toggles, paint or varnish poles and associated infrastructure, etc. and provide a report including before and after date and time stamped photos (December, March, June and September). (Quarterly) | N/A
B |  | No schedule Reference | Supply and install new ropes, new pulleys, new cleats and new toggles (December). (Annually) | N/A
| 5 |  | SERVICE 3: TECHNICAL SERVICES
| 5.8 |  | ELECTRICAL SERVICES
| 5.8.5 |  | MEDIUM VOLTAGE NETWORK (SUBSTATIONS, TRANSFORMERS, RING MAIN UNIT, BTUs, ETC.)
A | 5.8.5.9 | Schedule A | Substations - Inspect, record findings and provide a report. (Quarterly) | No. | 20 |  | 0
B | 5.8.5.10 | Schedule B | MV Switchgear - Inspect, record findings and provide a report. (Quarterly) | No. | 20 |  | 0
C | 5.8.5.11 | Schedule C | LV Boards - Inspect, record findings and provide a report. (Quarterly) | No. | 20 |  | 0
D | 5.8.5.12 | Schedule D | Transformers - Inspect, record findings and provide a report. (Quarterly) | No. | 20 |  | 0
E | 5.8.5.13 | Schedule E | BTUs - Inspect, clean, service, record findings and provide a report. (Monthly) | No. | 59 |  | 0
F |  | No schedule Reference | MV Power Factor Equipment - Inspect, record findings and provide a report. (Quarterly) | N/A
G | 5.8.5.14 | Schedule F | Ring Main Unit - Inspect, clean, service, record findings and provide a report. (Annually) | N/A
H | 5.8.5.15 | Schedule G | Transformers: Dry Type Transformers - Inspect, clean, service, record findings and provide a report. (Annually) | N/A
J | 5.8.5.16 | Schedule H | Transformers: Free Breathing Oil Filled Transformers - Inspect, clean, service, record findings and provide a report. (Annually) | N/A
K | 5.8.5.17 | Schedule I | Transformers: Sealed Oil Filled Transformers - Inspect, clean, service, record findings and provide a report. (Annually) | No. | 5 |  | 0
L | 5.8.5.18 | Schedule J | ABB SAFERING CCMVVVVSVVV, CVVVV, CCFF, CFFFF, CCC - Inspect, clean, service, record findings and provide a report. (Annually) | No. | 5 |  | 0
M |  | No schedule Reference | MW Power Factor Equipment - Inspect, clean, service, record findings and provide a report. (Annually) | N/A
A |  | No schedule Reference | Liaise with CoCT prior to the scheduled work to ensure that the work completed by CoCT is managed in a way that minimises a total power outage ensuring all services including Security Service interruptions are minimised or not interrupted at all. (Every three (3) years) | N/A
| 5.8.6 |  | STANDBY GENERATORS
B | 5.8.6.12 | Schedule K | Inspect, off load test, record findings and provide a report. (Weekly) | No. | 256 |  | 0
C | 5.8.6.12 | Schedule K | Inspect, load test, record findings and provide a report. (Quarterly) | No. | 20 |  | 0
D | 5.8.6.12 | Schedule K | Inspect, service, load test, record findings and provide a report. (Annually) | No. | 5 |  | 0
E |  | No schedule Reference | Bulk Diesel Tanks (2x): Obtain one (1) sample annually from the bottom of each of the bulk diesel tanks, have it tested at an accredited laboratory and provide the test results. (Annually + 1) | N/A
F | 5.8.6.13 | Schedule L | Duvalco FMS: Inspect, service, record findings and provide a report. (Monthly) | No. | 59 |  | 0
G | 5.8.6.13 | Schedule L | Duvalco FMS: Supply and install new Duvalco BFS Red cartridge. (Quarterly) | No. | 20 |  | 0
| 5.8.7 |  | UNINTERRUPTED POWER SUPPLY
H | 5.8.7.5 | Schedule M | Inspect, clean, service, test and record information for the UPS and the batteries. (Monthly) | N/A
| 5.8.8 |  | DISTRIBUTION BOARDS
J | 5.8.8.9 | Schedule N | Inspect, test and record findings. (Monthly) | No. | 59 |  | 0
K | 5.8.8.9 | Schedule N | Inspect, test, where necessary label and record findings. (Quarterly) | No. | 20 |  | 0
L | 5.8.8.9 | Schedule N | Inspect, test, service, do thermal scan, repair, tighten, re-do thermal scan, record findings and provide a report. (Annually) | No. | 5 |  | 0
| 5.8.9 |  | GENERAL SERVICES
A | 5.8.9.7 | Schedule O | Lights and light fittings: Inspect, test, repair and record findings. (Every six (6) months) | No. | 10 |  | 0
B | 5.8.9.8 | Schedule P | Emergency lights: Inspect, test, repair and record findings. (Quarterly) | No. | 20 |  | 0
C | 5.8.9.9 | Schedule Q | Power outlets: Inspect, test, repair and record findings. (Every six (6) months) | No. | 10 |  | 0
D | 5.8.9.10 | Schedule R | Power skirting: Inspect, test, repair and record findings. (Every six (6) months) | No. | 10 |  | 0
E | 5.8.9.11 | Schedule S | Isolators and fixed equipment: Inspect, test, repair and record findings. (Quarterly) | No. | 20 |  | 0
| 5.9 |  | HEATING VENTILATION AND COOLING
| 5.9.9.1 |  | WATER COOLED CHILLER AND AIR COOLED CHILLER
F | 5.9.10 | Annexure T | Inspect, test, record findings and provide a report.(Monthly) | N/A
G | 5.9.10 | Annexure T | Inspect, test, clean, record findings and provide a report. (Quarterly) | N/A
H | 5.9.10 | Annexure T | Inspect, service, clean, take samples, test, record findings and provide a report. (Annually) | N/A
| 5.9.9.2 |  | COOLING TOWER AND CLOSED CIRCUIT COOLER
J | 5.9.11 | Annexure U | Inspect, test, clean, service, record findings and provide a report. (Monthly) | N/A
K | 5.9.11 | Annexure U | Inspect, test, clean, record findings and provide a report.(Quarterly) | N/A
L | 5.9.11 | Annexure U | Inspect, test, service clean, record findings and provide a report.(Annually) | N/A
| 5.9.9.3 |  | WATER TREATMENT PLANT
A | 5.9.12 | Annexure V | Inspect, test, clean, service, record findings and provide a report.(Monthly) | N/A
B | 5.9.12 | Annexure V | Take samples, test and provide a report.(Quarterly) | N/A
C | 5.9.12 | Annexure V | Inspect, supply chemicals, record findings and provide a report.(Annually) | N/A
| 5.9.9.4 |  | PUMPS
D | 5.9.13 | Annexure W | Inspect, test, record findings provide a report.(Monthly) | N/A
E | 5.9.13 | Annexure W | Inspect, test, clean, service, record findings and provide a report.(Quarterly) | N/A
F | 5.9.13 | Annexure W | Inspect, test, service, clean, record findings and provide a report.(Annually) | N/A
| 5.9.9.5 |  | PRESSURE TANKS
G | 5.9.14 | Annexure X | Inspect, test, record findings and provide a report.(Quarterly) | N/A
H | 5.9.14 | Annexure X | Inspect, test, service, clean, record findings and provide a report.(Annually) | N/A
| 5.9.9.6 |  | MAKE UP TANKS
J | 5.9.15 | Annexure Y | Inspect, test, record findings and provide a report.(Quarterly) | N/A
K | 5.9.15 | Annexure Y | Inspect, test, service, clean, record findings and provide a report.(Annually) | N/A
| 5.9.9.7 |  | PIPEWORK AND ANCILLARIES
L | 5.9.16 | Annexure Z | Inspect, test, clean, record findings and provide a report.(Monthly) | N/A
M | 5.9.16 | Annexure Z | Inspect, test, record findings and provide a report.(Quarterly) | N/A
N | 5.9.16 | Annexure Z | Inspect, test, service, clean, record findings and provide a report. (Annually) | N/A
| 5.9.9.8 |  | DUCTWORK AND ANCILLARIES
A | 5.9.17 | Annexure AA | Inspect, test, record findings and provide a report.(Monthly) | N/A
B | 5.9.17 | Annexure AA | Inspect, test, clean, record findings and provide a report.(Quarterly) | N/A
C | 5.9.17 | Annexure AA | Inspect, test, service, clean, record findings and provide a report. (Annually) | N/A
| 5.9.9.9 |  | AIR HANDLING UNITS
D | 5.9.18 | Annexure AB | Inspect, test, clean, record findings and provide a report. (Monthly) | N/A
E | 5.9.18 | Annexure AB | Inspect, test, service, clean, record findings and provide a report.(Quarterly) | N/A
F | 5.9.18 | Annexure AB | Inspect, test, service, clean, record findings and provide a report.(Annually) | N/A
| 5.9.9.10 |  | FANS
G | 5.9.19 | Annexure AC | Clean extractor canopy filters, record findings and provide a report. (Weekly) | N/A
H | 5.9.19 | Annexure AC | Inspect, test, record findings and provide a report. (Monthly) | N/A
J | 5.9.19 | Annexure AC | Inspect, test, service, clean kitchen extract ducting, record findings and provide a report. (Quarterly) | N/A
K | 5.9.19 | Annexure AC | Inspect, test, service, clean, record findings and provide a report. (Annually) | N/A
| 5.9.9.11 |  | FIRE CRITICAL EQUIPMENT
L | 5.9.20 | Annexure AD | Inspect, test, record findings and provide a report. (Monthly) | N/A
M | 5.9.20 | Annexure AD | Inspect, test, record findings and provide a report. (Quarterly) | N/A
N | 5.9.20 | Annexure AD | Inspect, test, service, record findings and provide a report. (Annually) | N/A
| 5.9.9.12 |  | PACKAGE, SPLIT AND WATER COOLED UNITS
A | 5.9.21 | Annexure AE | Inspect, test, clean, record findings and provide a report. (Monthly) | N/A
B | 5.9.21 | Annexure AE | Inspect, test, clean, record findings and provide a report. (Quarterly) | N/A
C | 5.9.21 | Annexure AE | Inspect, test, service, clean, record findings and provide a report. (Annually) | N/A
| 5.9.9.13 |  | SWITCHBOARDS
D | 5.9.22 | Annexure AF | Inspect, test, service, record findings and provide a report. (Monthly) | N/A
E | 5.9.22 | Annexure AF | Inspect, test, record findings and provide a report. (Quarterly) | N/A
F | 5.9.22 | Annexure AF | Inspect, test, record findings and provide a report. (Annually) | N/A
| 5.9.9.14 |  | NON-BMS CONTROLS
G | 5.9.23 | Annexure AG | Inspect, test, record findings and provide a report. (Monthly) | N/A
H | 5.9.23 | Annexure AG | Inspect, test, service, clean, record findings and provide a report. (Annually) | N/A
| 5.1 |  | BUILDING MANAGEMENT SYSTEM
J |  | No schedule Reference | Monitor the BMS Control Room between the hours of 08h00 – 18h00 Monday to Friday excluding public holidays. (Ongoing) | N/A
K | 5.10.9 | Annexure AH | Inspect, test and provide a report. (Monthly) | N/A
L | 5.10.9 | Annexure AH | Inspect, test, clean and provide a report. (Quarterly) | N/A
M | 5.10.9 | Annexure AH | Inspect, test, clean and provide a report. (Annually) | N/A
| 5.11 |  | FIRE PROTECTION SERVICES
| 5.11.3 |  | FIRE SPRINKLER SYSTEMS
A | 5.11.3.5 | Schedule AI | Inspect, test and record findings. (Daily) | No. | 1750 |  | 0
B | 5.11.3.6 | Schedule AJ | Inspect, test and record findings. (Weekly) | No. | 256 |  | 0
C | 5.11.3.7 | Schedule AK | Inspect, test, clean, service, record findings and provide a report. (Quarterly) | No. | 20 |  | 0
D | 5.11.3.8 | Schedule AL | Inspect, test, record findings and provide a report. (Every six (6) months) | No. | 10 |  | 0
E | 5.11.3.9 | Schedule AM | Inspect, test, record findings and provide a report. (Annually) | No. | 5 |  | 0
F | 5.11.3.10 | Schedule AN | Inspect, test, clean, service, record findings and provide a report. (Every three (3) years) | No. | 2 |  | 0
G | 5.11.3.11 | Schedule AO | Inspect, test, clean, service, record findings and provide a report. (Every fifteen (15) years) | No. | 1 |  | 0
| 5.11.4 |  | FIRE HOSE REELS AND HYDRANTS
H | 5.11.4.7 | Schedule AP | Inspect, recording findings and provide an updated register. (Weekly) | No. | 256 |  | 0
J | 5.11.4.7 | Schedule AP | Inspect, clean, record findings and provide an updated register. (Monthly) | No. | 59 |  | 0
K | 5.11.4.7 | Schedule AP | Inspect, service, record findings and provide an updated register. (Annually) | No. | 5 |  | 0
| 5.11.5 |  | FIRE EXTINGUISHERS
L | 5.11.5.6 | Schedule AQ | Inspect, record findings and provide an updated register. (Monthly) | No. | 59 |  | 0
M | 5.11.5.6 | Schedule AQ | Inspect, service, record findings and provide an updated register. (Annually) | No. | 5 |  | 0
N | 5.11.5.6 | Schedule AQ | Inspect, hydrostatically pressure test, record findings and provide an updated register. (Every five (5) years) | No. | 1 |  | 0
O | 5.11.5.6 | Schedule AQ | Inspect, hydrostatically pressure test, record findings and provide an updated register. (Every ten (10) years) | No. | 1 |  | 0
| 5.11.6 |  | FIRE BLANKETS
A |  | No schedule Reference | Inspect, record findings and provide an updated register. (Monthly) | N/A
B |  | No schedule Reference | Inspect, service, record findings and provide an updated register. (Annually) | N/A
| 5.11.7 |  | BREATHING APPARATUS
C |  | No schedule Reference | Inspect, record findings and provide an updated register. (Monthly) | No. | 59 |  | 0
D |  | No schedule Reference | Inspect, service, record findings and provide an updated register. (Annually) | No. | 5 |  | 0
| 5.11.8 |  | EMERGENCY ESCAPE ROUTES, EXIT DOORS, STAIRWELLS, ETC.
E | 5.11.8.4 | Schedule AR | Inspect, record findings and provide a report. (Monthly) | No. | 59 |  | 0
| 5.12 |  | LIFE SAFETY ELECTRONIC SYSTEMS
| 5.12.3 |  | FIRE DETECTION AND ALARM, GAS CONTROL SYSTEMS
F | 5.12.3.2 | Schedule AS | Inspect, test, record findings and provide a report. (Weekly) | No. | 256 |  | 0
G | 5.12.3.2 | Schedule AS | Inspect, test, record findings and provide a report. (Monthly) | No. | 59 |  | 0
H | 5.12.3.2 | Schedule AS | Inspect, test, record findings and provide a report. (Quarterly) | No. | 20 |  | 0
J | 5.12.3.2 | Schedule AS | Inspect, test, record findings and provide a report. (Annually) | No. | 5 |  | 0
| 5.12.4 |  | VOICE ACTIVATION SYSTEMS
K | 5.12.4.2 | Schedule AT | Inspect, test, record findings and provide a report. (Weekly) | N/A
L | 5.12.4.2 | Schedule AT | Inspect, test, record findings and provide a report. (Quarterly) | N/A
M | 5.12.4.2 | Schedule AT | Inspect, test, record findings and provide a report. (Annually) | N/A
| 5.12.5 |  | EMERGENCY COMMUNICATION SYSTEM
A | 5.12.5.2 | Schedule AU | Inspect, test, record findings and provide a report. (Weekly) | N/A
B | 5.12.5.2 | Schedule AU | Inspect, test, record findings and provide a report. (Quarterly) | N/A
C | 5.12.5.2 | Schedule AU | Inspect, test, record findings and provide a report. (Annually) | N/A
| 5.12.6 |  | REMRAD SYSTEMS
D |  | No schedule Reference | Undertake a manual test to ensure the equipment is functional, the signal is received and the responses are audible. Record the findings and provide a report. (Weekly) | N/A
E |  | No schedule Reference | Undertake a fire condition simulation by activating three (3) smoke detectors to ensure the equipment is functional and the signal is received automatically without any manual intervention. Record the findings and provide a report. Notify the CoCT Goodwood Fire Station prior to the simulation. (Monthly) | N/A
F |  | No schedule Reference | Obtain the relevant log information. The logs shall be used as further evidence of testing, failures, alarms, etc. that have taken place. (Monthly) | N/A
G |  | No schedule Reference | Inspect and service the system. (Quarterly) | N/A
H |  | No schedule Reference | Pay the licencing fee. (Quarterly) | N/A
| 5.13 |  | LIQUID PETROLEUM GAS INSTALLATIONS
| 5.13.7 |  | EXTERNAL LPG BANKS
J |  | No schedule Reference | Inspect, clean, record findings and provide a report. (Every two (2) weeks) | N/A
K |  | No schedule Reference | Inspect, clean, service, record finding and provide a report. (Quarterly) | N/A
L |  | No schedule Reference | Provide a COC for each external LPG installation (during December of each year). (Annually) | N/A
| 5.13.8 |  | FLAME OF REMEMBRANCE
A |  | No schedule Reference | All-inclusive preventative and corrective maintenance requirements including the supply and delivery of LPG, re-ignition of flame, cleaning and repairs to the immediate surrounding infrastructure (e.g. cage, signage, etc.), spares, etc. (e.g. cage, signage, etc.). Provide a monthly report. (Monthly) | N/A
B |  | No schedule Reference | Provide a COC (during December of each year). (Annually) | N/A
| 5.14 |  | COMMERCIAL CATERING APPLIANCES
C |  | No schedule Reference | Inspect, clean, check connections, service, record findings and provide a report. (Quarterly) | N/A
| 5.15 |  | DOMESTIC APPLIANCES
D |  | No schedule Reference | Inspect, clean, check connections, service, record findings and provide a report. (Quarterly) | N/A
| 5.16 |  | LIFTS
E |  | No schedule Reference | Comprehensive Repair and Maintenance Contracts. Lifts shall be inspected and serviced as required including all repairs and replacements of components. This shall include but not be limited to lift shafts, internal and externals of the lift car, lift motor room, power distribution systems, etc. (Monthly) | No. | 59 |  | 0
F |  | No schedule Reference | An appropriately qualified and registered independent lift inspector shall inspect the lifts, issue the findings, inspect the work until is it appropriately completed and issue a revised findings report, all within the regulated period. (Annually) | No. | 5 |  | 0
| 5.18 |  | HANDYMAN SERVICES
A |  | No schedule Reference | Handyman Services shall include labour, tools, appropriate consumables and supplies necessary to complete the tasks for general building infrastructure, plumbing and drainage, electrical, HVAC and Fire Services. E.g. consumables and supplies could include but not be limited to random screws, washers, nails, nuts, bolts, drywall anchors, fasteners, zip ties, adhesives, caulking, sealants, glues, staples, electrical tape, masking tape, thread seal tape, duct tape, wall patch / wood filler, shims, rags, wire connectors, popsicle / craft sticks, picture hanging wire, batteries, etc. (Ongoing) | No. | 59 |  | 0
| 5.19 |  | GENEAL SERVICES
| 5.19.1.1 |  | FUEL FIRED BOILERS
B |  | No schedule Reference | Inspect, test and service. (Every three (3) years) | N/A
| 5.19.1.2 |  | ELECTRODE BOILERS
C |  | No schedule Reference | Inspect, test and service. (Every three (3) years) | N/A
| 5.19.1.3 |  | PRESSURE VESSELS
D |  | No schedule Reference | Inspect, test and service. (Every three (3) years) | N/A
| 5.19.1.4 |  | PUMPS (ELECTRICAL)
E |  | No schedule Reference | Inspect, test and service. (Quarterly) | No. | 20 |  | 0
| 5.19.1.5 |  | PUMPS (MECHANICAL)
F |  | No schedule Reference | Inspect, test and service. (Quarterly) | No. | 20 |  | 0
| 5.19.1.6 |  | AUTOMATED SLIDING DOORS
G |  | No schedule Reference | Inspect, test and service. (Quarterly) | N/A
| 5.19.1.7 |  | AUTOMATED ROLLER SHUTTER DOORS
H |  | No schedule Reference | Inspect, test and service. (Quarterly) | No. | 20 |  | 0
| 5.19.1.8 |  | AUTOMATED SLIDING GATES
A |  | No schedule Reference | Inspect, test and service. (Quarterly) | N/A
| 6 |  | SERVICE 4: CIVILS
| 6.13.1 |  | STORM WATER DRAINAGE SYSTEMS
B |  | No schedule Reference | High pressure clean, inspect with a camera and where necessary use a drain auger to remove any blockages, tree roots, etc. Re-inspect with a camera. They shall be left free of sediment, debris or any other foreign materials. (Monthly) | N/A
| 6.13.2 |  | SOIL DRAINAGE SYSTEMS
C |  | No schedule Reference | Clean all drainage systems by removing grates, remove all sediment, debris or any other foreign materials, re-install grates. (Monthly) | N/A
| 8 |  | SERVICE 6: GROUNDS UPKEEP AND LANDSCAPE HORTICULTURE
| 8.8 |  | GROUNDS UP KEEP
| 8.8.12 |  | PATROL CLEANING
D |  | No schedule Reference | Pick-up, collect and dispose of all litter, debris, packets, leaves, etc. to ensure the grounds are clean, neat and tidy. (Ongoing) | N/A
| 8.8.13 |  | HARD SURFACE CLEANING
E |  | No schedule Reference | Hard surfaces shall be swept and cleaned appropriately to ensure they are free from all stains, debris and atmospheric pollution, accidental spillage of material, bird droppings and the like. (Ongoing) | N/A
| 8.8.14 |  | HARD SURFACE WEED CONTROL
F |  | No schedule Reference | Weed removal shall be undertaken by hand, after which an appropriate weed control material / product shall be used to retard weed growth. (Ongoing) | N/A
| 8.8.15 |  | WATER FEATURES
A |  | No schedule Reference | Inspect, clean and ensure they are free of sediment, debris or any other foreign matter. (Ongoing) | N/A
| 8.9 |  | LANDSCAPE HORTICULTURE
| 8.9.9 |  | ROUTINE LANDSCAPE HORTICULTURE SERVICES
B |  | No schedule Reference | Routine day-to-day landscaping horticulture: Ensure that the landscaped areas are clean, neat and free of weeds. All plant specimens shall be kept to a height and form that is safe and appropriate for its type and location of planting. All plants specimens shall be provided with sufficient water, compost, fertiliser, etc. Note: This encompasses the complete requirement and specification for Landscaping Horticulture unless specified separately elsewhere. (Ongoing) | N/A
| 8.9.9.6.1 |  | IRRIGATION AND WATERING
C |  | No schedule Reference | All sprinkler nozzles shall be inspected for blockages, cleaned, serviced and where necessary realigned for optimal functioning. (Monthly) | N/A
D |  | No schedule Reference | Controllers shall be tested, cleaned, serviced and timer settings confirmed. (Quarterly) | N/A
| 8.9.9.6.10 |  | WATER FEATURES
E |  | No schedule Reference | Empty the water feature for routine maintenance of tiling, plastering and painting, waterproofing, the webbing installed for the squirrels, lighting, pumps, ensure the day / night timer to switch lights on / off are appropriate to the seasons, refill the feature, etc. and ensure the water feature is fully commissioned. Return plants and other to the water feature. (Quarterly) | N/A
| 9 |  | SERVICE 7: CLEANING AND HYGIENE
| 9.6 |  | ROUTINE BUILDING CLEANING
A |  | No schedule Reference | Routine day-to-day cleaning: Provide routine day-to-day cleaning that enhances the facilities using the best known cleaning practices and equipment available including rigorous standards of professionalism, descipline and in a manner that minimises all forms of discruptions and noise to the occupants. Note: This encompassess the complete requirement and specification unless specified separately elsewhere. (Ongoing) | No. | 59 |  | 0
| 9.7 |  | SCHEDULED CLEANING
B |  | No schedule Reference | Internal window cleaning (Quarterly) | No. | 20 |  | 0
C |  | No schedule Reference | Deep Cleaning: Bathrooms (Quarterly) | No. | 20 |  | 0
D |  | No schedule Reference | Deep Cleaning: Commercial Kitchen and associated areas (Quarterly) | N/A
E |  | No schedule Reference | Deep Cleaning: Emergency stairwells (Quarterly) | No. | 20 |  | 0
F |  | No schedule Reference | Deep clean lift foyers and lifts (Quarterly) | No. | 20 |  | 0
|  | No schedule Reference | Deep clean walk-off mats (Quarterly) | N/A
| 9.8 |  | HYGIENE SERVICES
| 9.8.2 |  | SANITARY BIN SERVICE
G |  | No schedule Reference | Remove liner containing waste and replace with a clean liner. (Every seven (7) days) | N/A
H |  | No schedule Reference | Remove liner containing waste and replace with a clean liner. (Every fourteen (14) days) | N/A
| 9.8.3 |  | COVID-19 SANITISER UNITS AND CONSUMABLES
|  | No schedule Reference | Supply and re-fill consumables (Ongoing) | N/A
| 9.9 |  | GENERAL SERVICES
ROUTINE PLANTROOM CLEANING
A | 9.9.3 | No schedule Reference | Inspect, clean and record all related activities (Ongoing) | No. | 59 |  | 0
| 10 |  | SERVICE 8: ENVIRONMENTAL SERVICES
| 10.9 |  | WASTE MANAGEMENT
B |  | No schedule Reference | Compactor shall be removed, emptied, cleaned and retuned as required but not less than once a week. This shall take place before 07h00 or after 18h00 to ensure minimum disruption to the applicable entrances / exits. (Ongoing) | N/A
C |  | No schedule Reference | The compactor area, other waste areas and wheelie bins shall be cleaned as often as required but not less than twice a week with non-potable water from an off-site location until suitable non-potable water is available on site. This shall take place before 07h00 or after 18h00 to ensure minimum disruption to the applicable entrances / exits. (Ongoing) | N/A
D |  | No schedule Reference | The compactor shall be removed before 07h00 on the day before SONA and returned before 07h00 the day after SONA. (Annually + 1) | N/A
E |  | No schedule Reference | All other food waste shall be transported to a licensed facility for incineration and a disposal certificate provided. (Ongoing) | N/A
F |  | No schedule Reference | Remove waste, clean fat trap and dispose of the waste at a licensed facility and provide a disposal certificate. (Weekly) | N/A
G |  | No schedule Reference | Collect, separate and transport all waste identified for recycling to a licensed facility for further sorting and recycling. Provide a disposal certificate. (Ongoing) | N/A
H |  | No schedule Reference | Medical waste shall be collected and transported by a licenced SP to a licensed medical waste disposal facility for incineration and provide a disposal certificate. (Every two (2) weeks) | N/A
| 10.9.14 |  | INDUSTRIAL SHREDDER AND PAPER RECYCLING
A |  | No schedule Reference | Transport the shredded paper to a licenced facility and obtain a certificate of disposal. (Weekly) | N/A
B |  | No schedule Reference | Provide a competent operator and shred paper as required. (Ongoing) | N/A
C |  | No schedule Reference | Clean and service the Industrial Shredder. (Quarterly) | N/A
| 10.1 |  | PEST CONTROL
D |  | No schedule Reference | Plan, schedule and undertake general building pest control. (Every nine (9) weeks) | N/A
E |  | No schedule Reference | Plan, schedule and undertake pest control in the Art Stores. Treatment shall include light spray for cockroaches, gel for silver fish, check for borer beetle, check for moths, small flies, etc. and treat as required. (Every twelve (12) weeks) | N/A
F |  | No schedule Reference | Re-fill tamper proof bait boxes, re-secure signage and bait boxes where necessary and update register. (Monthly) | No. | 59 |  | 0
G |  | No schedule Reference | Plan, schedule and undertake pest control in pump rooms. (Monthly) | No. | 59 |  | 0
H |  | No schedule Reference | Plan, schedule and undertake pest control in commercial kitchens and associated areas. (Monthly) | N/A
J |  | No schedule Reference | Plan, schedule and undertake pest control in areas (after the areas and wheelie bins have been high pressure washed). (Every two (2) weeks) | N/A
K |  | No schedule Reference | Plan, schedule and undertake pest control in basement parking areas, basements in general and all basement plant rooms. (Quarterly) | No. | 20 |  | 0
L |  | No schedule Reference | Plan, schedule and undertake pest control all chambers and Committee Rooms (after scheduled cleaning). (Quarterly) | N/A
M |  | No schedule Reference | Plan, schedule and undertake pest control in all internal emergency stairwells (after scheduled cleaning). (Quarterly) | No. | 20 |  | 0
| 11 |  | SERVICE 9: CEREMONIAL SERVICES
A |  | No schedule Reference | Co-ordinate and hand over consolidated Health and Safety Files in collaboration with the DPWI SPs appointed specifically for this event. (Annually + 1) | N/A
B |  | No schedule Reference | Provide a detailed closeout report of the event. (Annually + 1) | N/A
|  |  | Total Carried to Final Summary |  |  | R

## Bill No. 5 - Africa House
Item No. | Clause Ref: | Schedule Ref: |  | Unit | Qty | Rate | Amount
BILL NO. 5
AFRICA HOUSE
The extent of the area of improvement is approximately 1,397m². The building consists of 7 floors: a basement, office accommodation on floors ground to 4th floor and an attic. A lift services all the floors. There is a basement store and server room. Each floor has offices, boardrooms and conference rooms. Africa House is situated on Parliament Street next to 120 Plein Street. The building was previously known as the British High Commission.
-----------------------------
SUPPLEMENTARY PREAMBLES
Tenderers are referred to the following sections and/or annexures before pricing this bill.
| Volume 3 |  | Part C1: Agreement and Contract Data
| Part C1.2 |  | Contract Data – Facilities Management -DPW-04(FM)
| Part C1.3 |  | Conditions of Contract – PA-10(FM)
| Part C1.4 |  | Amendments to Standard Conditions of Contract
| Part C1.5 |  | Special Conditions of Contract
| Volume 3 |  | Part C2: Pricing Data
| Part C2.1 |  | Pricing Instructions (PG-02.1 EC)
| Volume 3 |  | Part C3: Scope of Work
| Part C3.2 |  | Scope of Work
| Volume 3 |  | Preventative Maintenance Matrix of Services
| Part C3.3 |  | Tenderers are referred to the Matrix of Services for required services applicable to individual buildings / facilities applicable to this contract.
| Volume 3 |  | Service Level Agreement and Priority Table
| Part C3.4 |  | Tenderers are referred to Service Level Agreement and Priority Table for availability and performance requirements applicable to this contract.
| Volume 3 |  | Penalty Schedule
| Part C3.5 |  | Tenderers are referred to Penalty Schedule applicable to this contract.
| Volume 3 |  | Contract Participation Goals and cidb Build Progamme
| Part C3.6 |  | Tenderers are referred to Contract Participation Goals and cidb Build Programme applicable to this contract.
| Volume 3 |  | Health and Safety Requirements
| Part C3.7 |  | Tenderers are referred to Health and Safety requirements applicable to this contract.
| Volume 3 |  | HIV/AIDS Specification (PW 1544)
| Part C3.8 |  | Tenderers are referred to HIV/AIDS Specification (PW 1544) applicable to this contract.
Notes on pricing
The Tenderer shall view the site and all existing structures thereon and make himself thoroughly acquainted with the conditions under which the works / services are to be done, the means of access to the works, the condition of the roads, the nature of the site and generally with all matters which may influence the contract and any restrictions or conditions which may be imposed by the employer and/or local authority.
No claim for any extras in connection with the position, conditions or circumstances of the work or siting of temporary structures, etc will be entertained.
-----------------------------
| 4 |  | SERVICE 2: BUILDING INFRASTRUCTURE
| 4.8 |  | EXTERNAL: CLEANING
A |  | No schedule Reference | Remove debris, litter and fouling from roof surfaces including waterproofing, gutters, down pipes, full bores etc. and any other type of roof, courtyard or patio covering, etc., to prevent the ingress of water and ensure they are left clean and stain free. This shall include including bird netting.(Monthly) | No. | 59 |  | 0
B |  | No schedule Reference | Remove debris, litter and fouling from boundary and free-standing walls, fencing, railings, pillars, signage, roof surfaces and walls of guard houses, etc. and ensure they are left clean and stain free. (Quarterly) | N/A
C |  | No schedule Reference | Remove debris, litter and fouling from façades, balconies (ground and upper levels), windows, window ledges, shutters, shop front type entrance / exits, external emergency staircases, entrance and exit stairs, landings, patios, balustrades, signage, etc. to ensure they are clean and stain free. Windows shall be dried and bear no evidence of residual cleaning materials / products, smears, run marks, stains or finger marks, etc. (Quarterly) | No. | 20 |  | 0
D |  | No schedule Reference | Using suitable camera equipment and/or by other means, ensure that all down pipes (surface mounted or encased in concrete) are checked for blockages. Blockages shall be removed without causing damage. The downpipes shall be inspected for signs of corrosion, leaks, etc. Provide a report and before / after dated and time stamped photos and videos including recommendations for further work. (Quarterly) | No. | 20 |  | 0
| 4.11 |  | LEATHER REPAIRS
E |  | No schedule Reference | Inspect all applicable leather items for repairs, buttons replacements, minor leather replacements, etc., provide a report and a quotation based on the schedule of rates for further action. (Quarterly) | N/A
| 4.13 |  | FLAG POLES
A |  | No schedule Reference | Inspect the rope, pulleys and toggles, paint or varnish poles and associated infrastructure, etc. and provide a report including before and after date and time stamped photos (December, March, June and September). (Quarterly) | No. | 20 |  | 0
B |  | No schedule Reference | Supply and install new ropes, new pulleys, new cleats and new toggles (December). (Annually) | No. | 5 |  | 0
| 5 |  | SERVICE 3: TECHNICAL SERVICES
| 5.8 |  | ELECTRICAL SERVICES
| 5.8.5 |  | MEDIUM VOLTAGE NETWORK (SUBSTATIONS, TRANSFORMERS, RING MAIN UNIT, BTUs, ETC.)
A | 5.8.5.9 | Schedule A | Substations - Inspect, record findings and provide a report. (Quarterly) | N/A
B | 5.8.5.10 | Schedule B | MV Switchgear - Inspect, record findings and provide a report. (Quarterly) | N/A
C | 5.8.5.11 | Schedule C | LV Boards - Inspect, record findings and provide a report. (Quarterly) | N/A
D | 5.8.5.12 | Schedule D | Transformers - Inspect, record findings and provide a report. (Quarterly) | N/A
E | 5.8.5.13 | Schedule E | BTUs - Inspect, clean, service, record findings and provide a report. (Monthly) | N/A
F |  | No schedule Reference | MV Power Factor Equipment - Inspect, record findings and provide a report. (Quarterly) | N/A
G | 5.8.5.14 | Schedule F | Ring Main Unit - Inspect, clean, service, record findings and provide a report. (Annually) | N/A
H | 5.8.5.15 | Schedule G | Transformers: Dry Type Transformers - Inspect, clean, service, record findings and provide a report. (Annually) | N/A
J | 5.8.5.16 | Schedule H | Transformers: Free Breathing Oil Filled Transformers - Inspect, clean, service, record findings and provide a report. (Annually) | N/A
K | 5.8.5.17 | Schedule I | Transformers: Sealed Oil Filled Transformers - Inspect, clean, service, record findings and provide a report. (Annually) | N/A
L | 5.8.5.18 | Schedule J | ABB SAFERING CCMVVVVSVVV, CVVVV, CCFF, CFFFF, CCC - Inspect, clean, service, record findings and provide a report. (Annually) | N/A
M |  | No schedule Reference | MW Power Factor Equipment - Inspect, clean, service, record findings and provide a report. (Annually) | N/A
A |  | No schedule Reference | Liaise with CoCT prior to the scheduled work to ensure that the work completed by CoCT is managed in a way that minimises a total power outage ensuring all services including Security Service interruptions are minimised or not interrupted at all. (Every three (3) years) | N/A
| 5.8.6 |  | STANDBY GENERATORS
B | 5.8.6.12 | Schedule K | Inspect, off load test, record findings and provide a report. (Weekly) | No. | 256 |  | 0
C | 5.8.6.12 | Schedule K | Inspect, load test, record findings and provide a report. (Quarterly) | No. | 20 |  | 0
D | 5.8.6.12 | Schedule K | Inspect, service, load test, record findings and provide a report. (Annually) | No. | 5 |  | 0
E |  | No schedule Reference | Bulk Diesel Tanks (2x): Obtain one (1) sample annually from the bottom of each of the bulk diesel tanks, have it tested at an accredited laboratory and provide the test results. (Annually + 1) | N/A
F | 5.8.6.13 | Schedule L | Duvalco FMS: Inspect, service, record findings and provide a report. (Monthly) | No. | 59 |  | 0
G | 5.8.6.13 | Schedule L | Duvalco FMS: Supply and install new Duvalco BFS Red cartridge. (Quarterly) | No. | 20 |  | 0
| 5.8.7 |  | UNINTERRUPTED POWER SUPPLY
H | 5.8.7.5 | Schedule M | Inspect, clean, service, test and record information for the UPS and the batteries. (Monthly) | No. | 59 |  | 0
| 5.8.8 |  | DISTRIBUTION BOARDS
J | 5.8.8.9 | Schedule N | Inspect, test and record findings. (Monthly) | No. | 59 |  | 0
K | 5.8.8.9 | Schedule N | Inspect, test, where necessary label and record findings. (Quarterly) | No. | 20 |  | 0
L | 5.8.8.9 | Schedule N | Inspect, test, service, do thermal scan, repair, tighten, re-do thermal scan, record findings and provide a report. (Annually) | No. | 5 |  | 0
| 5.8.9 |  | GENERAL SERVICES
A | 5.8.9.7 | Schedule O | Lights and light fittings: Inspect, test, repair and record findings. (Every six (6) months) | No. | 10 |  | 0
B | 5.8.9.8 | Schedule P | Emergency lights: Inspect, test, repair and record findings. (Quarterly) | No. | 20 |  | 0
C | 5.8.9.9 | Schedule Q | Power outlets: Inspect, test, repair and record findings. (Every six (6) months) | No. | 10 |  | 0
D | 5.8.9.10 | Schedule R | Power skirting: Inspect, test, repair and record findings. (Every six (6) months) | No. | 10 |  | 0
E | 5.8.9.11 | Schedule S | Isolators and fixed equipment: Inspect, test, repair and record findings. (Quarterly) | No. | 20 |  | 0
| 5.9 |  | HEATING VENTILATION AND COOLING
| 5.9.9.1 |  | WATER COOLED CHILLER AND AIR COOLED CHILLER
F | 5.9.10 | Annexure T | Inspect, test, record findings and provide a report.(Monthly) | N/A
G | 5.9.10 | Annexure T | Inspect, test, clean, record findings and provide a report. (Quarterly) | N/A
H | 5.9.10 | Annexure T | Inspect, service, clean, take samples, test, record findings and provide a report. (Annually) | N/A
| 5.9.9.2 |  | COOLING TOWER AND CLOSED CIRCUIT COOLER
J | 5.9.11 | Annexure U | Inspect, test, clean, service, record findings and provide a report. (Monthly) | N/A
K | 5.9.11 | Annexure U | Inspect, test, clean, record findings and provide a report.(Quarterly) | N/A
L | 5.9.11 | Annexure U | Inspect, test, service clean, record findings and provide a report.(Annually) | N/A
| 5.9.9.3 |  | WATER TREATMENT PLANT
A | 5.9.12 | Annexure V | Inspect, test, clean, service, record findings and provide a report.(Monthly) | N/A
B | 5.9.12 | Annexure V | Take samples, test and provide a report.(Quarterly) | N/A
C | 5.9.12 | Annexure V | Inspect, supply chemicals, record findings and provide a report.(Annually) | N/A
| 5.9.9.4 |  | PUMPS
D | 5.9.13 | Annexure W | Inspect, test, record findings provide a report.(Monthly) | N/A
E | 5.9.13 | Annexure W | Inspect, test, clean, service, record findings and provide a report.(Quarterly) | N/A
F | 5.9.13 | Annexure W | Inspect, test, service, clean, record findings and provide a report.(Annually) | N/A
| 5.9.9.5 |  | PRESSURE TANKS
G | 5.9.14 | Annexure X | Inspect, test, record findings and provide a report.(Quarterly) | N/A
H | 5.9.14 | Annexure X | Inspect, test, service, clean, record findings and provide a report.(Annually) | N/A
| 5.9.9.6 |  | MAKE UP TANKS
J | 5.9.15 | Annexure Y | Inspect, test, record findings and provide a report.(Quarterly) | N/A
K | 5.9.15 | Annexure Y | Inspect, test, service, clean, record findings and provide a report.(Annually) | N/A
| 5.9.9.7 |  | PIPEWORK AND ANCILLARIES
L | 5.9.16 | Annexure Z | Inspect, test, clean, record findings and provide a report.(Monthly) | N/A
M | 5.9.16 | Annexure Z | Inspect, test, record findings and provide a report.(Quarterly) | N/A
N | 5.9.16 | Annexure Z | Inspect, test, service, clean, record findings and provide a report. (Annually) | N/A
| 5.9.9.8 |  | DUCTWORK AND ANCILLARIES
A | 5.9.17 | Annexure AA | Inspect, test, record findings and provide a report.(Monthly) | N/A
B | 5.9.17 | Annexure AA | Inspect, test, clean, record findings and provide a report.(Quarterly) | N/A
C | 5.9.17 | Annexure AA | Inspect, test, service, clean, record findings and provide a report. (Annually) | N/A
| 5.9.9.9 |  | AIR HANDLING UNITS
D | 5.9.18 | Annexure AB | Inspect, test, clean, record findings and provide a report. (Monthly) | N/A
E | 5.9.18 | Annexure AB | Inspect, test, service, clean, record findings and provide a report.(Quarterly) | N/A
F | 5.9.18 | Annexure AB | Inspect, test, service, clean, record findings and provide a report.(Annually) | N/A
| 5.9.9.10 |  | FANS
G | 5.9.19 | Annexure AC | Clean extractor canopy filters, record findings and provide a report. (Weekly) | N/A
H | 5.9.19 | Annexure AC | Inspect, test, record findings and provide a report. (Monthly) | N/A
J | 5.9.19 | Annexure AC | Inspect, test, service, clean kitchen extract ducting, record findings and provide a report. (Quarterly) | N/A
K | 5.9.19 | Annexure AC | Inspect, test, service, clean, record findings and provide a report. (Annually) | N/A
| 5.9.9.11 |  | FIRE CRITICAL EQUIPMENT
L | 5.9.20 | Annexure AD | Inspect, test, record findings and provide a report. (Monthly) | N/A
M | 5.9.20 | Annexure AD | Inspect, test, record findings and provide a report. (Quarterly) | N/A
N | 5.9.20 | Annexure AD | Inspect, test, service, record findings and provide a report. (Annually) | N/A
| 5.9.9.12 |  | PACKAGE, SPLIT AND WATER COOLED UNITS
A | 5.9.21 | Annexure AE | Inspect, test, clean, record findings and provide a report. (Monthly) | No. | 59 |  | 0
B | 5.9.21 | Annexure AE | Inspect, test, clean, record findings and provide a report. (Quarterly) | No. | 20 |  | 0
C | 5.9.21 | Annexure AE | Inspect, test, service, clean, record findings and provide a report. (Annually) | No. | 5 |  | 0
| 5.9.9.13 |  | SWITCHBOARDS
D | 5.9.22 | Annexure AF | Inspect, test, service, record findings and provide a report. (Monthly) | N/A
E | 5.9.22 | Annexure AF | Inspect, test, record findings and provide a report. (Quarterly) | N/A
F | 5.9.22 | Annexure AF | Inspect, test, record findings and provide a report. (Annually) | N/A
| 5.9.9.14 |  | NON-BMS CONTROLS
G | 5.9.23 | Annexure AG | Inspect, test, record findings and provide a report. (Monthly) | N/A
H | 5.9.23 | Annexure AG | Inspect, test, service, clean, record findings and provide a report. (Annually) | N/A
| 5.1 |  | BUILDING MANAGEMENT SYSTEM
J |  | No schedule Reference | Monitor the BMS Control Room between the hours of 08h00 – 18h00 Monday to Friday excluding public holidays. (Ongoing) | N/A
K | 5.10.9 | Annexure AH | Inspect, test and provide a report. (Monthly) | N/A
L | 5.10.9 | Annexure AH | Inspect, test, clean and provide a report. (Quarterly) | N/A
M | 5.10.9 | Annexure AH | Inspect, test, clean and provide a report. (Annually) | N/A
| 5.11 |  | FIRE PROTECTION SERVICES
| 5.11.3 |  | FIRE SPRINKLER SYSTEMS
A | 5.11.3.5 | Schedule AI | Inspect, test and record findings. (Daily) | No. | 1750 |  | 0
B | 5.11.3.6 | Schedule AJ | Inspect, test and record findings. (Weekly) | No. | 256 |  | 0
C | 5.11.3.7 | Schedule AK | Inspect, test, clean, service, record findings and provide a report. (Quarterly) | No. | 20 |  | 0
D | 5.11.3.8 | Schedule AL | Inspect, test, record findings and provide a report. (Every six (6) months) | No. | 10 |  | 0
E | 5.11.3.9 | Schedule AM | Inspect, test, record findings and provide a report. (Annually) | No. | 5 |  | 0
F | 5.11.3.10 | Schedule AN | Inspect, test, clean, service, record findings and provide a report. (Every three (3) years) | No. | 2 |  | 0
G | 5.11.3.11 | Schedule AO | Inspect, test, clean, service, record findings and provide a report. (Every fifteen (15) years) | No. | 1 |  | 0
| 5.11.4 |  | FIRE HOSE REELS AND HYDRANTS
H | 5.11.4.7 | Schedule AP | Inspect, recording findings and provide an updated register. (Weekly) | No. | 256 |  | 0
J | 5.11.4.7 | Schedule AP | Inspect, clean, record findings and provide an updated register. (Monthly) | No. | 59 |  | 0
K | 5.11.4.7 | Schedule AP | Inspect, service, record findings and provide an updated register. (Annually) | No. | 5 |  | 0
| 5.11.5 |  | FIRE EXTINGUISHERS
L | 5.11.5.6 | Schedule AQ | Inspect, record findings and provide an updated register. (Monthly) | No. | 59 |  | 0
M | 5.11.5.6 | Schedule AQ | Inspect, service, record findings and provide an updated register. (Annually) | No. | 5 |  | 0
N | 5.11.5.6 | Schedule AQ | Inspect, hydrostatically pressure test, record findings and provide an updated register. (Every five (5) years) | No. | 1 |  | 0
O | 5.11.5.6 | Schedule AQ | Inspect, hydrostatically pressure test, record findings and provide an updated register. (Every ten (10) years) | No. | 1 |  | 0
| 5.11.6 |  | FIRE BLANKETS
A |  | No schedule Reference | Inspect, record findings and provide an updated register. (Monthly) | N/A
B |  | No schedule Reference | Inspect, service, record findings and provide an updated register. (Annually) | N/A
| 5.11.7 |  | BREATHING APPARATUS
C |  | No schedule Reference | Inspect, record findings and provide an updated register. (Monthly) | No. | 59 |  | 0
D |  | No schedule Reference | Inspect, service, record findings and provide an updated register. (Annually) | No. | 5 |  | 0
| 5.11.8 |  | EMERGENCY ESCAPE ROUTES, EXIT DOORS, STAIRWELLS, ETC.
E | 5.11.8.4 | Schedule AR | Inspect, record findings and provide a report. (Monthly) | No. | 59 |  | 0
| 5.12 |  | LIFE SAFETY ELECTRONIC SYSTEMS
| 5.12.3 |  | FIRE DETECTION AND ALARM, GAS CONTROL SYSTEMS
F | 5.12.3.2 | Schedule AS | Inspect, test, record findings and provide a report. (Weekly) | No. | 256 |  | 0
G | 5.12.3.2 | Schedule AS | Inspect, test, record findings and provide a report. (Monthly) | No. | 59 |  | 0
H | 5.12.3.2 | Schedule AS | Inspect, test, record findings and provide a report. (Quarterly) | No. | 20 |  | 0
J | 5.12.3.2 | Schedule AS | Inspect, test, record findings and provide a report. (Annually) | No. | 5 |  | 0
| 5.12.4 |  | VOICE ACTIVATION SYSTEMS
K | 5.12.4.2 | Schedule AT | Inspect, test, record findings and provide a report. (Weekly) | No. | 256 |  | 0
L | 5.12.4.2 | Schedule AT | Inspect, test, record findings and provide a report. (Quarterly) | No. | 20 |  | 0
M | 5.12.4.2 | Schedule AT | Inspect, test, record findings and provide a report. (Annually) | No. | 5 |  | 0
| 5.12.5 |  | EMERGENCY COMMUNICATION SYSTEM
A | 5.12.5.2 | Schedule AU | Inspect, test, record findings and provide a report. (Weekly) | No. | 256 |  | 0
B | 5.12.5.2 | Schedule AU | Inspect, test, record findings and provide a report. (Quarterly) | No. | 20 |  | 0
C | 5.12.5.2 | Schedule AU | Inspect, test, record findings and provide a report. (Annually) | No. | 5 |  | 0
| 5.12.6 |  | REMRAD SYSTEMS
D |  | No schedule Reference | Undertake a manual test to ensure the equipment is functional, the signal is received and the responses are audible. Record the findings and provide a report. (Weekly) | No. | 256 |  | 0
E |  | No schedule Reference | Undertake a fire condition simulation by activating three (3) smoke detectors to ensure the equipment is functional and the signal is received automatically without any manual intervention. Record the findings and provide a report. Notify the CoCT Goodwood Fire Station prior to the simulation. (Monthly) | No. | 59 |  | 0
F |  | No schedule Reference | Obtain the relevant log information. The logs shall be used as further evidence of testing, failures, alarms, etc. that have taken place. (Monthly) | No. | 59 |  | 0
G |  | No schedule Reference | Inspect and service the system. (Quarterly) | No. | 20 |  | 0
H |  | No schedule Reference | Pay the licencing fee. (Quarterly) | No. | 20 |  | 0
| 5.13 |  | LIQUID PETROLEUM GAS INSTALLATIONS
| 5.13.7 |  | EXTERNAL LPG BANKS
J |  | No schedule Reference | Inspect, clean, record findings and provide a report. (Every two (2) weeks) | N/A
K |  | No schedule Reference | Inspect, clean, service, record finding and provide a report. (Quarterly) | N/A
L |  | No schedule Reference | Provide a COC for each external LPG installation (during December of each year). (Annually) | N/A
| 5.13.8 |  | FLAME OF REMEMBRANCE
A |  | No schedule Reference | All-inclusive preventative and corrective maintenance requirements including the supply and delivery of LPG, re-ignition of flame, cleaning and repairs to the immediate surrounding infrastructure (e.g. cage, signage, etc.), spares, etc. (e.g. cage, signage, etc.). Provide a monthly report. (Monthly) | N/A
B |  | No schedule Reference | Provide a COC (during December of each year). (Annually) | N/A
| 5.14 |  | COMMERCIAL CATERING APPLIANCES
C |  | No schedule Reference | Inspect, clean, check connections, service, record findings and provide a report. (Quarterly) | N/A
| 5.15 |  | DOMESTIC APPLIANCES
D |  | No schedule Reference | Inspect, clean, check connections, service, record findings and provide a report. (Quarterly) | N/A
| 5.16 |  | LIFTS
E |  | No schedule Reference | Comprehensive Repair and Maintenance Contracts. Lifts shall be inspected and serviced as required including all repairs and replacements of components. This shall include but not be limited to lift shafts, internal and externals of the lift car, lift motor room, power distribution systems, etc. (Monthly) | No. | 59 |  | 0
F |  | No schedule Reference | An appropriately qualified and registered independent lift inspector shall inspect the lifts, issue the findings, inspect the work until is it appropriately completed and issue a revised findings report, all within the regulated period. (Annually) | No. | 5 |  | 0
| 5.18 |  | HANDYMAN SERVICES
A |  | No schedule Reference | Handyman Services shall include labour, tools, appropriate consumables and supplies necessary to complete the tasks for general building infrastructure, plumbing and drainage, electrical, HVAC and Fire Services. E.g. consumables and supplies could include but not be limited to random screws, washers, nails, nuts, bolts, drywall anchors, fasteners, zip ties, adhesives, caulking, sealants, glues, staples, electrical tape, masking tape, thread seal tape, duct tape, wall patch / wood filler, shims, rags, wire connectors, popsicle / craft sticks, picture hanging wire, batteries, etc. (Ongoing) | No. | 59 |  | 0
| 5.19 |  | GENEAL SERVICES
| 5.19.1.1 |  | FUEL FIRED BOILERS
B |  | No schedule Reference | Inspect, test and service. (Every three (3) years) | N/A
| 5.19.1.2 |  | ELECTRODE BOILERS
C |  | No schedule Reference | Inspect, test and service. (Every three (3) years) | N/A
| 5.19.1.3 |  | PRESSURE VESSELS
D |  | No schedule Reference | Inspect, test and service. (Every three (3) years) | N/A
| 5.19.1.4 |  | PUMPS (ELECTRICAL)
E |  | No schedule Reference | Inspect, test and service. (Quarterly) | N/A
| 5.19.1.5 |  | PUMPS (MECHANICAL)
F |  | No schedule Reference | Inspect, test and service. (Quarterly) | N/A
| 5.19.1.6 |  | AUTOMATED SLIDING DOORS
G |  | No schedule Reference | Inspect, test and service. (Quarterly) | N/A
| 5.19.1.7 |  | AUTOMATED ROLLER SHUTTER DOORS
H |  | No schedule Reference | Inspect, test and service. (Quarterly) | N/A
| 5.19.1.8 |  | AUTOMATED SLIDING GATES
A |  | No schedule Reference | Inspect, test and service. (Quarterly) | N/A
| 6 |  | SERVICE 4: CIVILS
| 6.13.1 |  | STORM WATER DRAINAGE SYSTEMS
B |  | No schedule Reference | High pressure clean, inspect with a camera and where necessary use a drain auger to remove any blockages, tree roots, etc. Re-inspect with a camera. They shall be left free of sediment, debris or any other foreign materials. (Monthly) | N/A
| 6.13.2 |  | SOIL DRAINAGE SYSTEMS
C |  | No schedule Reference | Clean all drainage systems by removing grates, remove all sediment, debris or any other foreign materials, re-install grates. (Monthly) | N/A
| 8 |  | SERVICE 6: GROUNDS UPKEEP AND LANDSCAPE HORTICULTURE
| 8.8 |  | GROUNDS UP KEEP
| 8.8.12 |  | PATROL CLEANING
D |  | No schedule Reference | Pick-up, collect and dispose of all litter, debris, packets, leaves, etc. to ensure the grounds are clean, neat and tidy. (Ongoing) | N/A
| 8.8.13 |  | HARD SURFACE CLEANING
E |  | No schedule Reference | Hard surfaces shall be swept and cleaned appropriately to ensure they are free from all stains, debris and atmospheric pollution, accidental spillage of material, bird droppings and the like. (Ongoing) | N/A
| 8.8.14 |  | HARD SURFACE WEED CONTROL
F |  | No schedule Reference | Weed removal shall be undertaken by hand, after which an appropriate weed control material / product shall be used to retard weed growth. (Ongoing) | N/A
| 8.8.15 |  | WATER FEATURES
A |  | No schedule Reference | Inspect, clean and ensure they are free of sediment, debris or any other foreign matter. (Ongoing) | N/A
| 8.9 |  | LANDSCAPE HORTICULTURE
| 8.9.9 |  | ROUTINE LANDSCAPE HORTICULTURE SERVICES
B |  | No schedule Reference | Routine day-to-day landscaping horticulture: Ensure that the landscaped areas are clean, neat and free of weeds. All plant specimens shall be kept to a height and form that is safe and appropriate for its type and location of planting. All plants specimens shall be provided with sufficient water, compost, fertiliser, etc. Note: This encompasses the complete requirement and specification for Landscaping Horticulture unless specified separately elsewhere. (Ongoing) | N/A
| 8.9.9.6.1 |  | IRRIGATION AND WATERING
C |  | No schedule Reference | All sprinkler nozzles shall be inspected for blockages, cleaned, serviced and where necessary realigned for optimal functioning. (Monthly) | N/A
D |  | No schedule Reference | Controllers shall be tested, cleaned, serviced and timer settings confirmed. (Quarterly) | N/A
| 8.9.9.6.10 |  | WATER FEATURES
E |  | No schedule Reference | Empty the water feature for routine maintenance of tiling, plastering and painting, waterproofing, the webbing installed for the squirrels, lighting, pumps, ensure the day / night timer to switch lights on / off are appropriate to the seasons, refill the feature, etc. and ensure the water feature is fully commissioned. Return plants and other to the water feature. (Quarterly) | N/A
| 9 |  | SERVICE 7: CLEANING AND HYGIENE
| 9.6 |  | ROUTINE BUILDING CLEANING
A |  | No schedule Reference | Routine day-to-day cleaning: Provide routine day-to-day cleaning that enhances the facilities using the best known cleaning practices and equipment available including rigorous standards of professionalism, descipline and in a manner that minimises all forms of discruptions and noise to the occupants. Note: This encompassess the complete requirement and specification unless specified separately elsewhere. (Ongoing) | N/A
| 9.7 |  | SCHEDULED CLEANING
B |  | No schedule Reference | Internal window cleaning (Quarterly) | No. | 20 |  | 0
C |  | No schedule Reference | Deep Cleaning: Bathrooms (Quarterly) | No. | 20 |  | 0
D |  | No schedule Reference | Deep Cleaning: Commercial Kitchen and associated areas (Quarterly) | N/A
E |  | No schedule Reference | Deep Cleaning: Emergency stairwells (Quarterly) | No. | 20 |  | 0
F |  | No schedule Reference | Deep clean lift foyers and lifts (Quarterly) | No. | 20 |  | 0
|  | No schedule Reference | Deep clean walk-off mats (Quarterly) | N/A
| 9.8 |  | HYGIENE SERVICES
| 9.8.2 |  | SANITARY BIN SERVICE
G |  | No schedule Reference | Remove liner containing waste and replace with a clean liner. (Every seven (7) days) | N/A
H |  | No schedule Reference | Remove liner containing waste and replace with a clean liner. (Every fourteen (14) days) | N/A
| 9.8.3 |  | COVID-19 SANITISER UNITS AND CONSUMABLES
|  | No schedule Reference | Supply and re-fill consumables (Ongoing) | N/A
| 9.9 |  | GENERAL SERVICES
ROUTINE PLANTROOM CLEANING
A | 9.9.3 | No schedule Reference | Inspect, clean and record all related activities (Ongoing) | No. | 59 |  | 0
| 10 |  | SERVICE 8: ENVIRONMENTAL SERVICES
| 10.9 |  | WASTE MANAGEMENT
B |  | No schedule Reference | Compactor shall be removed, emptied, cleaned and retuned as required but not less than once a week. This shall take place before 07h00 or after 18h00 to ensure minimum disruption to the applicable entrances / exits. (Ongoing) | N/A
C |  | No schedule Reference | The compactor area, other waste areas and wheelie bins shall be cleaned as often as required but not less than twice a week with non-potable water from an off-site location until suitable non-potable water is available on site. This shall take place before 07h00 or after 18h00 to ensure minimum disruption to the applicable entrances / exits. (Ongoing) | N/A
D |  | No schedule Reference | The compactor shall be removed before 07h00 on the day before SONA and returned before 07h00 the day after SONA. (Annually + 1) | N/A
E |  | No schedule Reference | All other food waste shall be transported to a licensed facility for incineration and a disposal certificate provided. (Ongoing) | N/A
F |  | No schedule Reference | Remove waste, clean fat trap and dispose of the waste at a licensed facility and provide a disposal certificate. (Weekly) | N/A
G |  | No schedule Reference | Collect, separate and transport all waste identified for recycling to a licensed facility for further sorting and recycling. Provide a disposal certificate. (Ongoing) | N/A
H |  | No schedule Reference | Medical waste shall be collected and transported by a licenced SP to a licensed medical waste disposal facility for incineration and provide a disposal certificate. (Every two (2) weeks) | No. | 128 |  | 0
| 10.9.14 |  | INDUSTRIAL SHREDDER AND PAPER RECYCLING
A |  | No schedule Reference | Transport the shredded paper to a licenced facility and obtain a certificate of disposal. (Weekly) | N/A
B |  | No schedule Reference | Provide a competent operator and shred paper as required. (Ongoing) | N/A
C |  | No schedule Reference | Clean and service the Industrial Shredder. (Quarterly) | N/A
| 10.1 |  | PEST CONTROL
D |  | No schedule Reference | Plan, schedule and undertake general building pest control. (Every nine (9) weeks) | No. | 29 |  | 0
E |  | No schedule Reference | Plan, schedule and undertake pest control in the Art Stores. Treatment shall include light spray for cockroaches, gel for silver fish, check for borer beetle, check for moths, small flies, etc. and treat as required. (Every twelve (12) weeks) | N/A
F |  | No schedule Reference | Re-fill tamper proof bait boxes, re-secure signage and bait boxes where necessary and update register. (Monthly) | No. | 59 |  | 0
G |  | No schedule Reference | Plan, schedule and undertake pest control in pump rooms. (Monthly) | N/A
H |  | No schedule Reference | Plan, schedule and undertake pest control in commercial kitchens and associated areas. (Monthly) | N/A
J |  | No schedule Reference | Plan, schedule and undertake pest control in areas (after the areas and wheelie bins have been high pressure washed). (Every two (2) weeks) | N/A
K |  | No schedule Reference | Plan, schedule and undertake pest control in basement parking areas, basements in general and all basement plant rooms. (Quarterly) | N/A
L |  | No schedule Reference | Plan, schedule and undertake pest control all chambers and Committee Rooms (after scheduled cleaning). (Quarterly) | N/A
M |  | No schedule Reference | Plan, schedule and undertake pest control in all internal emergency stairwells (after scheduled cleaning). (Quarterly) | No. | 20 |  | 0
| 11 |  | SERVICE 9: CEREMONIAL SERVICES
A |  | No schedule Reference | Co-ordinate and hand over consolidated Health and Safety Files in collaboration with the DPWI SPs appointed specifically for this event. (Annually + 1) | N/A
B |  | No schedule Reference | Provide a detailed closeout report of the event. (Annually + 1) | N/A
|  |  | Total Carried to Final Summary |  |  | R

## Bill No. 6 - Marks Bldg
Item No. | Clause Ref: | Schedule Ref: |  | Unit | Qty | Rate | Amount
BILL NO. 6
MARKS BUILDING
The Extent of the area of improvement is approximately 20,566 m². This heritage building consists of a 6-storey office block with a partial basement on the east side of Parliament Avenue, to the northern section of Lelie Street. The building has a member’s restaurant with an industrial style kitchen and bar/lounge on the ground floor, and triple volume debating chambers on the ground floor and has National Broadcaster (SABC) television suite on the first floor of the southern section, several offices, mini auditoriums, conference rooms, entrance foyers and ablution facilities. Marks building is situated on the corner of Lelie and Parliament Street, opposite the NCOP Building.
-----------------------------
SUPPLEMENTARY PREAMBLES
Tenderers are referred to the following sections and/or annexures before pricing this bill.
| Volume 3 |  | Part C1: Agreement and Contract Data
| Part C1.2 |  | Contract Data – Facilities Management -DPW-04(FM)
| Part C1.3 |  | Conditions of Contract – PA-10(FM)
| Part C1.4 |  | Amendments to Standard Conditions of Contract
| Part C1.5 |  | Special Conditions of Contract
| Volume 3 |  | Part C2: Pricing Data
| Part C2.1 |  | Pricing Instructions (PG-02.1 EC)
| Volume 3 |  | Part C3: Scope of Work
| Part C3.2 |  | Scope of Work
| Volume 3 |  | Preventative Maintenance Matrix of Services
| Part C3.3 |  | Tenderers are referred to the Matrix of Services for required services applicable to individual buildings / facilities applicable to this contract.
| Volume 3 |  | Service Level Agreement and Priority Table
| Part C3.4 |  | Tenderers are referred to Service Level Agreement and Priority Table for availability and performance requirements applicable to this contract.
| Volume 3 |  | Penalty Schedule
| Part C3.5 |  | Tenderers are referred to Penalty Schedule applicable to this contract.
| Volume 3 |  | Contract Participation Goals and cidb Build Progamme
| Part C3.6 |  | Tenderers are referred to Contract Participation Goals and cidb Build Programme applicable to this contract.
| Volume 3 |  | Health and Safety Requirements
| Part C3.7 |  | Tenderers are referred to Health and Safety requirements applicable to this contract.
| Volume 3 |  | HIV/AIDS Specification (PW 1544)
| Part C3.8 |  | Tenderers are referred to HIV/AIDS Specification (PW 1544) applicable to this contract.
Notes on pricing
The Tenderer shall view the site and all existing structures thereon and make himself thoroughly acquainted with the conditions under which the works / services are to be done, the means of access to the works, the condition of the roads, the nature of the site and generally with all matters which may influence the contract and any restrictions or conditions which may be imposed by the employer and/or local authority.
No claim for any extras in connection with the position, conditions or circumstances of the work or siting of temporary structures, etc will be entertained.
-----------------------------
| 4 |  | SERVICE 2: BUILDING INFRASTRUCTURE
| 4.8 |  | EXTERNAL: CLEANING
A |  | No schedule Reference | Remove debris, litter and fouling from roof surfaces including waterproofing, gutters, down pipes, full bores etc. and any other type of roof, courtyard or patio covering, etc., to prevent the ingress of water and ensure they are left clean and stain free. This shall include including bird netting.(Monthly) | No. | 59 |  | 0
B |  | No schedule Reference | Remove debris, litter and fouling from boundary and free-standing walls, fencing, railings, pillars, signage, roof surfaces and walls of guard houses, etc. and ensure they are left clean and stain free. (Quarterly) | N/A
C |  | No schedule Reference | Remove debris, litter and fouling from façades, balconies (ground and upper levels), windows, window ledges, shutters, shop front type entrance / exits, external emergency staircases, entrance and exit stairs, landings, patios, balustrades, signage, etc. to ensure they are clean and stain free. Windows shall be dried and bear no evidence of residual cleaning materials / products, smears, run marks, stains or finger marks, etc. (Quarterly) | No. | 20 |  | 0
D |  | No schedule Reference | Using suitable camera equipment and/or by other means, ensure that all down pipes (surface mounted or encased in concrete) are checked for blockages. Blockages shall be removed without causing damage. The downpipes shall be inspected for signs of corrosion, leaks, etc. Provide a report and before / after dated and time stamped photos and videos including recommendations for further work. (Quarterly) | No. | 20 |  | 0
| 4.11 |  | LEATHER REPAIRS
E |  | No schedule Reference | Inspect all applicable leather items for repairs, buttons replacements, minor leather replacements, etc., provide a report and a quotation based on the schedule of rates for further action. (Quarterly) | No. | 20 |  | 0
| 4.13 |  | FLAG POLES
A |  | No schedule Reference | Inspect the rope, pulleys and toggles, paint or varnish poles and associated infrastructure, etc. and provide a report including before and after date and time stamped photos (December, March, June and September). (Quarterly) | N/A
B |  | No schedule Reference | Supply and install new ropes, new pulleys, new cleats and new toggles (December). (Annually) | N/A
| 5 |  | SERVICE 3: TECHNICAL SERVICES
| 5.8 |  | ELECTRICAL SERVICES
| 5.8.5 |  | MEDIUM VOLTAGE NETWORK (SUBSTATIONS, TRANSFORMERS, RING MAIN UNIT, BTUs, ETC.)
A | 5.8.5.9 | Schedule A | Substations - Inspect, record findings and provide a report. (Quarterly) | No. | 20 |  | 0
B | 5.8.5.10 | Schedule B | MV Switchgear - Inspect, record findings and provide a report. (Quarterly) | No. | 20 |  | 0
C | 5.8.5.11 | Schedule C | LV Boards - Inspect, record findings and provide a report. (Quarterly) | No. | 20 |  | 0
D | 5.8.5.12 | Schedule D | Transformers - Inspect, record findings and provide a report. (Quarterly) | No. | 20 |  | 0
E | 5.8.5.13 | Schedule E | BTUs - Inspect, clean, service, record findings and provide a report. (Monthly) | No. | 59 |  | 0
F |  | No schedule Reference | MV Power Factor Equipment - Inspect, record findings and provide a report. (Quarterly) | N/A
G | 5.8.5.14 | Schedule F | Ring Main Unit - Inspect, clean, service, record findings and provide a report. (Annually) | N/A
H | 5.8.5.15 | Schedule G | Transformers: Dry Type Transformers - Inspect, clean, service, record findings and provide a report. (Annually) | N/A
J | 5.8.5.16 | Schedule H | Transformers: Free Breathing Oil Filled Transformers - Inspect, clean, service, record findings and provide a report. (Annually) | N/A
K | 5.8.5.17 | Schedule I | Transformers: Sealed Oil Filled Transformers - Inspect, clean, service, record findings and provide a report. (Annually) | No. | 5 |  | 0
L | 5.8.5.18 | Schedule J | ABB SAFERING CCMVVVVSVVV, CVVVV, CCFF, CFFFF, CCC - Inspect, clean, service, record findings and provide a report. (Annually) | No. | 5 |  | 0
M |  | No schedule Reference | MW Power Factor Equipment - Inspect, clean, service, record findings and provide a report. (Annually) | N/A
A |  | No schedule Reference | Liaise with CoCT prior to the scheduled work to ensure that the work completed by CoCT is managed in a way that minimises a total power outage ensuring all services including Security Service interruptions are minimised or not interrupted at all. (Every three (3) years) | N/A
| 5.8.6 |  | STANDBY GENERATORS
B | 5.8.6.12 | Schedule K | Inspect, off load test, record findings and provide a report. (Weekly) | No. | 256 |  | 0
C | 5.8.6.12 | Schedule K | Inspect, load test, record findings and provide a report. (Quarterly) | No. | 20 |  | 0
D | 5.8.6.12 | Schedule K | Inspect, service, load test, record findings and provide a report. (Annually) | No. | 5 |  | 0
E |  | No schedule Reference | Bulk Diesel Tanks (2x): Obtain one (1) sample annually from the bottom of each of the bulk diesel tanks, have it tested at an accredited laboratory and provide the test results. (Annually + 1) | N/A
F | 5.8.6.13 | Schedule L | Duvalco FMS: Inspect, service, record findings and provide a report. (Monthly) | No. | 59 |  | 0
G | 5.8.6.13 | Schedule L | Duvalco FMS: Supply and install new Duvalco BFS Red cartridge. (Quarterly) | No. | 20 |  | 0
| 5.8.7 |  | UNINTERRUPTED POWER SUPPLY
H | 5.8.7.5 | Schedule M | Inspect, clean, service, test and record information for the UPS and the batteries. (Monthly) | N/A
| 5.8.8 |  | DISTRIBUTION BOARDS
J | 5.8.8.9 | Schedule N | Inspect, test and record findings. (Monthly) | No. | 59 |  | 0
K | 5.8.8.9 | Schedule N | Inspect, test, where necessary label and record findings. (Quarterly) | No. | 20 |  | 0
L | 5.8.8.9 | Schedule N | Inspect, test, service, do thermal scan, repair, tighten, re-do thermal scan, record findings and provide a report. (Annually) | No. | 5 |  | 0
| 5.8.9 |  | GENERAL SERVICES
A | 5.8.9.7 | Schedule O | Lights and light fittings: Inspect, test, repair and record findings. (Every six (6) months) | No. | 10 |  | 0
B | 5.8.9.8 | Schedule P | Emergency lights: Inspect, test, repair and record findings. (Quarterly) | No. | 20 |  | 0
C | 5.8.9.9 | Schedule Q | Power outlets: Inspect, test, repair and record findings. (Every six (6) months) | No. | 10 |  | 0
D | 5.8.9.10 | Schedule R | Power skirting: Inspect, test, repair and record findings. (Every six (6) months) | No. | 10 |  | 0
E | 5.8.9.11 | Schedule S | Isolators and fixed equipment: Inspect, test, repair and record findings. (Quarterly) | No. | 20 |  | 0
| 5.9 |  | HEATING VENTILATION AND COOLING
| 5.9.9.1 |  | WATER COOLED CHILLER AND AIR COOLED CHILLER
F | 5.9.10 | Annexure T | Inspect, test, record findings and provide a report.(Monthly) | No. | 59 |  | 0
G | 5.9.10 | Annexure T | Inspect, test, clean, record findings and provide a report. (Quarterly) | No. | 20 |  | 0
H | 5.9.10 | Annexure T | Inspect, service, clean, take samples, test, record findings and provide a report. (Annually) | No. | 5 |  | 0
| 5.9.9.2 |  | COOLING TOWER AND CLOSED CIRCUIT COOLER
J | 5.9.11 | Annexure U | Inspect, test, clean, service, record findings and provide a report. (Monthly) | No. | 59 |  | 0
K | 5.9.11 | Annexure U | Inspect, test, clean, record findings and provide a report.(Quarterly) | No. | 20 |  | 0
L | 5.9.11 | Annexure U | Inspect, test, service clean, record findings and provide a report.(Annually) | No. | 5 |  | 0
| 5.9.9.3 |  | WATER TREATMENT PLANT
A | 5.9.12 | Annexure V | Inspect, test, clean, service, record findings and provide a report.(Monthly) | No. | 59 |  | 0
B | 5.9.12 | Annexure V | Take samples, test and provide a report.(Quarterly) | No. | 20 |  | 0
C | 5.9.12 | Annexure V | Inspect, supply chemicals, record findings and provide a report.(Annually) | No. | 5 |  | 0
| 5.9.9.4 |  | PUMPS
D | 5.9.13 | Annexure W | Inspect, test, record findings provide a report.(Monthly) | No. | 59 |  | 0
E | 5.9.13 | Annexure W | Inspect, test, clean, service, record findings and provide a report.(Quarterly) | No. | 20 |  | 0
F | 5.9.13 | Annexure W | Inspect, test, service, clean, record findings and provide a report.(Annually) | No. | 5 |  | 0
| 5.9.9.5 |  | PRESSURE TANKS
G | 5.9.14 | Annexure X | Inspect, test, record findings and provide a report.(Quarterly) | No. | 20 |  | 0
H | 5.9.14 | Annexure X | Inspect, test, service, clean, record findings and provide a report.(Annually) | No. | 5 |  | 0
| 5.9.9.6 |  | MAKE UP TANKS
J | 5.9.15 | Annexure Y | Inspect, test, record findings and provide a report.(Quarterly) | No. | 20 |  | 0
K | 5.9.15 | Annexure Y | Inspect, test, service, clean, record findings and provide a report.(Annually) | No. | 5 |  | 0
| 5.9.9.7 |  | PIPEWORK AND ANCILLARIES
L | 5.9.16 | Annexure Z | Inspect, test, clean, record findings and provide a report.(Monthly) | No. | 59 |  | 0
M | 5.9.16 | Annexure Z | Inspect, test, record findings and provide a report.(Quarterly) | No. | 20 |  | 0
N | 5.9.16 | Annexure Z | Inspect, test, service, clean, record findings and provide a report. (Annually) | No. | 5 |  | 0
| 5.9.9.8 |  | DUCTWORK AND ANCILLARIES
A | 5.9.17 | Annexure AA | Inspect, test, record findings and provide a report.(Monthly) | No. | 59 |  | 0
B | 5.9.17 | Annexure AA | Inspect, test, clean, record findings and provide a report.(Quarterly) | No. | 20 |  | 0
C | 5.9.17 | Annexure AA | Inspect, test, service, clean, record findings and provide a report. (Annually) | No. | 5 |  | 0
| 5.9.9.9 |  | AIR HANDLING UNITS
D | 5.9.18 | Annexure AB | Inspect, test, clean, record findings and provide a report. (Monthly) | No. | 59 |  | 0
E | 5.9.18 | Annexure AB | Inspect, test, service, clean, record findings and provide a report.(Quarterly) | No. | 20 |  | 0
F | 5.9.18 | Annexure AB | Inspect, test, service, clean, record findings and provide a report.(Annually) | No. | 5 |  | 0
| 5.9.9.10 |  | FANS
G | 5.9.19 | Annexure AC | Clean extractor canopy filters, record findings and provide a report. (Weekly) | No. | 256 |  | 0
H | 5.9.19 | Annexure AC | Inspect, test, record findings and provide a report. (Monthly) | No. | 59 |  | 0
J | 5.9.19 | Annexure AC | Inspect, test, service, clean kitchen extract ducting, record findings and provide a report. (Quarterly) | No. | 20 |  | 0
K | 5.9.19 | Annexure AC | Inspect, test, service, clean, record findings and provide a report. (Annually) | No. | 5 |  | 0
| 5.9.9.11 |  | FIRE CRITICAL EQUIPMENT
L | 5.9.20 | Annexure AD | Inspect, test, record findings and provide a report. (Monthly) | N/A
M | 5.9.20 | Annexure AD | Inspect, test, record findings and provide a report. (Quarterly) | N/A
N | 5.9.20 | Annexure AD | Inspect, test, service, record findings and provide a report. (Annually) | N/A
| 5.9.9.12 |  | PACKAGE, SPLIT AND WATER COOLED UNITS
A | 5.9.21 | Annexure AE | Inspect, test, clean, record findings and provide a report. (Monthly) | No. | 59 |  | 0
B | 5.9.21 | Annexure AE | Inspect, test, clean, record findings and provide a report. (Quarterly) | No. | 20 |  | 0
C | 5.9.21 | Annexure AE | Inspect, test, service, clean, record findings and provide a report. (Annually) | No. | 5 |  | 0
| 5.9.9.13 |  | SWITCHBOARDS
D | 5.9.22 | Annexure AF | Inspect, test, service, record findings and provide a report. (Monthly) | No. | 59 |  | 0
E | 5.9.22 | Annexure AF | Inspect, test, record findings and provide a report. (Quarterly) | No. | 20 |  | 0
F | 5.9.22 | Annexure AF | Inspect, test, record findings and provide a report. (Annually) | No. | 5 |  | 0
| 5.9.9.14 |  | NON-BMS CONTROLS
G | 5.9.23 | Annexure AG | Inspect, test, record findings and provide a report. (Monthly) | No. | 59 |  | 0
H | 5.9.23 | Annexure AG | Inspect, test, service, clean, record findings and provide a report. (Annually) | No. | 5 |  | 0
| 5.1 |  | BUILDING MANAGEMENT SYSTEM
J |  | No schedule Reference | Monitor the BMS Control Room between the hours of 08h00 – 18h00 Monday to Friday excluding public holidays. (Ongoing) | N/A
K | 5.10.9 | Annexure AH | Inspect, test and provide a report. (Monthly) | No. | 59 |  | 0
L | 5.10.9 | Annexure AH | Inspect, test, clean and provide a report. (Quarterly) | No. | 20 |  | 0
M | 5.10.9 | Annexure AH | Inspect, test, clean and provide a report. (Annually) | No. | 5 |  | 0
| 5.11 |  | FIRE PROTECTION SERVICES
| 5.11.3 |  | FIRE SPRINKLER SYSTEMS
A | 5.11.3.5 | Schedule AI | Inspect, test and record findings. (Daily) | No. | 1750 |  | 0
B | 5.11.3.6 | Schedule AJ | Inspect, test and record findings. (Weekly) | No. | 256 |  | 0
C | 5.11.3.7 | Schedule AK | Inspect, test, clean, service, record findings and provide a report. (Quarterly) | No. | 20 |  | 0
D | 5.11.3.8 | Schedule AL | Inspect, test, record findings and provide a report. (Every six (6) months) | No. | 10 |  | 0
E | 5.11.3.9 | Schedule AM | Inspect, test, record findings and provide a report. (Annually) | No. | 5 |  | 0
F | 5.11.3.10 | Schedule AN | Inspect, test, clean, service, record findings and provide a report. (Every three (3) years) | No. | 2 |  | 0
G | 5.11.3.11 | Schedule AO | Inspect, test, clean, service, record findings and provide a report. (Every fifteen (15) years) | No. | 1 |  | 0
| 5.11.4 |  | FIRE HOSE REELS AND HYDRANTS
H | 5.11.4.7 | Schedule AP | Inspect, recording findings and provide an updated register. (Weekly) | No. | 256 |  | 0
J | 5.11.4.7 | Schedule AP | Inspect, clean, record findings and provide an updated register. (Monthly) | No. | 59 |  | 0
K | 5.11.4.7 | Schedule AP | Inspect, service, record findings and provide an updated register. (Annually) | No. | 5 |  | 0
| 5.11.5 |  | FIRE EXTINGUISHERS
L | 5.11.5.6 | Schedule AQ | Inspect, record findings and provide an updated register. (Monthly) | No. | 59 |  | 0
M | 5.11.5.6 | Schedule AQ | Inspect, service, record findings and provide an updated register. (Annually) | No. | 5 |  | 0
N | 5.11.5.6 | Schedule AQ | Inspect, hydrostatically pressure test, record findings and provide an updated register. (Every five (5) years) | No. | 1 |  | 0
O | 5.11.5.6 | Schedule AQ | Inspect, hydrostatically pressure test, record findings and provide an updated register. (Every ten (10) years) | No. | 1 |  | 0
| 5.11.6 |  | FIRE BLANKETS
A |  | No schedule Reference | Inspect, record findings and provide an updated register. (Monthly) | No. | 59 |  | 0
B |  | No schedule Reference | Inspect, service, record findings and provide an updated register. (Annually) | No. | 5 |  | 0
| 5.11.7 |  | BREATHING APPARATUS
C |  | No schedule Reference | Inspect, record findings and provide an updated register. (Monthly) | N/A
D |  | No schedule Reference | Inspect, service, record findings and provide an updated register. (Annually) | N/A
| 5.11.8 |  | EMERGENCY ESCAPE ROUTES, EXIT DOORS, STAIRWELLS, ETC.
E | 5.11.8.4 | Schedule AR | Inspect, record findings and provide a report. (Monthly) | No. | 59 |  | 0
| 5.12 |  | LIFE SAFETY ELECTRONIC SYSTEMS
| 5.12.3 |  | FIRE DETECTION AND ALARM, GAS CONTROL SYSTEMS
F | 5.12.3.2 | Schedule AS | Inspect, test, record findings and provide a report. (Weekly) | No. | 256 |  | 0
G | 5.12.3.2 | Schedule AS | Inspect, test, record findings and provide a report. (Monthly) | No. | 59 |  | 0
H | 5.12.3.2 | Schedule AS | Inspect, test, record findings and provide a report. (Quarterly) | No. | 20 |  | 0
J | 5.12.3.2 | Schedule AS | Inspect, test, record findings and provide a report. (Annually) | No. | 5 |  | 0
| 5.12.4 |  | VOICE ACTIVATION SYSTEMS
K | 5.12.4.2 | Schedule AT | Inspect, test, record findings and provide a report. (Weekly) | No. | 256 |  | 0
L | 5.12.4.2 | Schedule AT | Inspect, test, record findings and provide a report. (Quarterly) | No. | 20 |  | 0
M | 5.12.4.2 | Schedule AT | Inspect, test, record findings and provide a report. (Annually) | No. | 5 |  | 0
| 5.12.5 |  | EMERGENCY COMMUNICATION SYSTEM
A | 5.12.5.2 | Schedule AU | Inspect, test, record findings and provide a report. (Weekly) | No. | 256 |  | 0
B | 5.12.5.2 | Schedule AU | Inspect, test, record findings and provide a report. (Quarterly) | No. | 20 |  | 0
C | 5.12.5.2 | Schedule AU | Inspect, test, record findings and provide a report. (Annually) | No. | 5 |  | 0
| 5.12.6 |  | REMRAD SYSTEMS
D |  | No schedule Reference | Undertake a manual test to ensure the equipment is functional, the signal is received and the responses are audible. Record the findings and provide a report. (Weekly) | N/A
E |  | No schedule Reference | Undertake a fire condition simulation by activating three (3) smoke detectors to ensure the equipment is functional and the signal is received automatically without any manual intervention. Record the findings and provide a report. Notify the CoCT Goodwood Fire Station prior to the simulation. (Monthly) | N/A
F |  | No schedule Reference | Obtain the relevant log information. The logs shall be used as further evidence of testing, failures, alarms, etc. that have taken place. (Monthly) | N/A
G |  | No schedule Reference | Inspect and service the system. (Quarterly) | N/A
H |  | No schedule Reference | Pay the licencing fee. (Quarterly) | N/A
| 5.13 |  | LIQUID PETROLEUM GAS INSTALLATIONS
| 5.13.7 |  | EXTERNAL LPG BANKS
J |  | No schedule Reference | Inspect, clean, record findings and provide a report. (Every two (2) weeks) | No. | 128 |  | 0
K |  | No schedule Reference | Inspect, clean, service, record finding and provide a report. (Quarterly) | No. | 20 |  | 0
L |  | No schedule Reference | Provide a COC for each external LPG installation (during December of each year). (Annually) | No. | 5 |  | 0
| 5.13.8 |  | FLAME OF REMEMBRANCE
A |  | No schedule Reference | All-inclusive preventative and corrective maintenance requirements including the supply and delivery of LPG, re-ignition of flame, cleaning and repairs to the immediate surrounding infrastructure (e.g. cage, signage, etc.), spares, etc. (e.g. cage, signage, etc.). Provide a monthly report. (Monthly) | N/A
B |  | No schedule Reference | Provide a COC (during December of each year). (Annually) | N/A
| 5.14 |  | COMMERCIAL CATERING APPLIANCES
C |  | No schedule Reference | Inspect, clean, check connections, service, record findings and provide a report. (Quarterly) | No. | 20 |  | 0
| 5.15 |  | DOMESTIC APPLIANCES
D |  | No schedule Reference | Inspect, clean, check connections, service, record findings and provide a report. (Quarterly) | N/A
| 5.16 |  | LIFTS
E |  | No schedule Reference | Comprehensive Repair and Maintenance Contracts. Lifts shall be inspected and serviced as required including all repairs and replacements of components. This shall include but not be limited to lift shafts, internal and externals of the lift car, lift motor room, power distribution systems, etc. (Monthly) | No. | 59 |  | 0
F |  | No schedule Reference | An appropriately qualified and registered independent lift inspector shall inspect the lifts, issue the findings, inspect the work until is it appropriately completed and issue a revised findings report, all within the regulated period. (Annually) | No. | 5 |  | 0
| 5.18 |  | HANDYMAN SERVICES
A |  | No schedule Reference | Handyman Services shall include labour, tools, appropriate consumables and supplies necessary to complete the tasks for general building infrastructure, plumbing and drainage, electrical, HVAC and Fire Services. E.g. consumables and supplies could include but not be limited to random screws, washers, nails, nuts, bolts, drywall anchors, fasteners, zip ties, adhesives, caulking, sealants, glues, staples, electrical tape, masking tape, thread seal tape, duct tape, wall patch / wood filler, shims, rags, wire connectors, popsicle / craft sticks, picture hanging wire, batteries, etc. (Ongoing) | No. | 59 |  | 0
| 5.19 |  | GENEAL SERVICES
| 5.19.1.1 |  | FUEL FIRED BOILERS
B |  | No schedule Reference | Inspect, test and service. (Every three (3) years) | N/A
| 5.19.1.2 |  | ELECTRODE BOILERS
C |  | No schedule Reference | Inspect, test and service. (Every three (3) years) | N/A
| 5.19.1.3 |  | PRESSURE VESSELS
D |  | No schedule Reference | Inspect, test and service. (Every three (3) years) | N/A
| 5.19.1.4 |  | PUMPS (ELECTRICAL)
E |  | No schedule Reference | Inspect, test and service. (Quarterly) | N/A
| 5.19.1.5 |  | PUMPS (MECHANICAL)
F |  | No schedule Reference | Inspect, test and service. (Quarterly) | N/A
| 5.19.1.6 |  | AUTOMATED SLIDING DOORS
G |  | No schedule Reference | Inspect, test and service. (Quarterly) | No. | 20 |  | 0
| 5.19.1.7 |  | AUTOMATED ROLLER SHUTTER DOORS
H |  | No schedule Reference | Inspect, test and service. (Quarterly) | N/A
| 5.19.1.8 |  | AUTOMATED SLIDING GATES
A |  | No schedule Reference | Inspect, test and service. (Quarterly) | N/A
| 6 |  | SERVICE 4: CIVILS
| 6.13.1 |  | STORM WATER DRAINAGE SYSTEMS
B |  | No schedule Reference | High pressure clean, inspect with a camera and where necessary use a drain auger to remove any blockages, tree roots, etc. Re-inspect with a camera. They shall be left free of sediment, debris or any other foreign materials. (Monthly) | N/A
| 6.13.2 |  | SOIL DRAINAGE SYSTEMS
C |  | No schedule Reference | Clean all drainage systems by removing grates, remove all sediment, debris or any other foreign materials, re-install grates. (Monthly) | N/A
| 8 |  | SERVICE 6: GROUNDS UPKEEP AND LANDSCAPE HORTICULTURE
| 8.8 |  | GROUNDS UP KEEP
| 8.8.12 |  | PATROL CLEANING
D |  | No schedule Reference | Pick-up, collect and dispose of all litter, debris, packets, leaves, etc. to ensure the grounds are clean, neat and tidy. (Ongoing) | N/A
| 8.8.13 |  | HARD SURFACE CLEANING
E |  | No schedule Reference | Hard surfaces shall be swept and cleaned appropriately to ensure they are free from all stains, debris and atmospheric pollution, accidental spillage of material, bird droppings and the like. (Ongoing) | N/A
| 8.8.14 |  | HARD SURFACE WEED CONTROL
F |  | No schedule Reference | Weed removal shall be undertaken by hand, after which an appropriate weed control material / product shall be used to retard weed growth. (Ongoing) | N/A
| 8.8.15 |  | WATER FEATURES
A |  | No schedule Reference | Inspect, clean and ensure they are free of sediment, debris or any other foreign matter. (Ongoing) | N/A
| 8.9 |  | LANDSCAPE HORTICULTURE
| 8.9.9 |  | ROUTINE LANDSCAPE HORTICULTURE SERVICES
B |  | No schedule Reference | Routine day-to-day landscaping horticulture: Ensure that the landscaped areas are clean, neat and free of weeds. All plant specimens shall be kept to a height and form that is safe and appropriate for its type and location of planting. All plants specimens shall be provided with sufficient water, compost, fertiliser, etc. Note: This encompasses the complete requirement and specification for Landscaping Horticulture unless specified separately elsewhere. (Ongoing) | N/A
| 8.9.9.6.1 |  | IRRIGATION AND WATERING
C |  | No schedule Reference | All sprinkler nozzles shall be inspected for blockages, cleaned, serviced and where necessary realigned for optimal functioning. (Monthly) | N/A
D |  | No schedule Reference | Controllers shall be tested, cleaned, serviced and timer settings confirmed. (Quarterly) | N/A
| 8.9.9.6.10 |  | WATER FEATURES
E |  | No schedule Reference | Empty the water feature for routine maintenance of tiling, plastering and painting, waterproofing, the webbing installed for the squirrels, lighting, pumps, ensure the day / night timer to switch lights on / off are appropriate to the seasons, refill the feature, etc. and ensure the water feature is fully commissioned. Return plants and other to the water feature. (Quarterly) | N/A
| 9 |  | SERVICE 7: CLEANING AND HYGIENE
| 9.6 |  | ROUTINE BUILDING CLEANING
A |  | No schedule Reference | Routine day-to-day cleaning: Provide routine day-to-day cleaning that enhances the facilities using the best known cleaning practices and equipment available including rigorous standards of professionalism, descipline and in a manner that minimises all forms of discruptions and noise to the occupants. Note: This encompassess the complete requirement and specification unless specified separately elsewhere. (Ongoing) | N/A
| 9.7 |  | SCHEDULED CLEANING
B |  | No schedule Reference | Internal window cleaning (Quarterly) | No. | 20 |  | 0
C |  | No schedule Reference | Deep Cleaning: Bathrooms (Quarterly) | No. | 20 |  | 0
D |  | No schedule Reference | Deep Cleaning: Commercial Kitchen and associated areas (Quarterly) | No. | 20 |  | 0
E |  | No schedule Reference | Deep Cleaning: Emergency stairwells (Quarterly) | No. | 20 |  | 0
F |  | No schedule Reference | Deep clean lift foyers and lifts (Quarterly) | No. | 20 |  | 0
|  | No schedule Reference | Deep clean walk-off mats (Quarterly) | No. | 20 |  | 0
| 9.8 |  | HYGIENE SERVICES
| 9.8.2 |  | SANITARY BIN SERVICE
G |  | No schedule Reference | Remove liner containing waste and replace with a clean liner. (Every seven (7) days) | N/A
H |  | No schedule Reference | Remove liner containing waste and replace with a clean liner. (Every fourteen (14) days) | N/A
| 9.8.3 |  | COVID-19 SANITISER UNITS AND CONSUMABLES
|  | No schedule Reference | Supply and re-fill consumables (Ongoing) | N/A
| 9.9 |  | GENERAL SERVICES
ROUTINE PLANTROOM CLEANING
A | 9.9.3 | No schedule Reference | Inspect, clean and record all related activities (Ongoing) | No. | 59 |  | 0
| 10 |  | SERVICE 8: ENVIRONMENTAL SERVICES
| 10.9 |  | WASTE MANAGEMENT
B |  | No schedule Reference | Compactor shall be removed, emptied, cleaned and retuned as required but not less than once a week. This shall take place before 07h00 or after 18h00 to ensure minimum disruption to the applicable entrances / exits. (Ongoing) | N/A
C |  | No schedule Reference | The compactor area, other waste areas and wheelie bins shall be cleaned as often as required but not less than twice a week with non-potable water from an off-site location until suitable non-potable water is available on site. This shall take place before 07h00 or after 18h00 to ensure minimum disruption to the applicable entrances / exits. (Ongoing) | No. | 59 |  | 0
D |  | No schedule Reference | The compactor shall be removed before 07h00 on the day before SONA and returned before 07h00 the day after SONA. (Annually + 1) | N/A
E |  | No schedule Reference | All other food waste shall be transported to a licensed facility for incineration and a disposal certificate provided. (Ongoing) | No. | 59 |  | 0
F |  | No schedule Reference | Remove waste, clean fat trap and dispose of the waste at a licensed facility and provide a disposal certificate. (Weekly) | No. | 256 |  | 0
G |  | No schedule Reference | Collect, separate and transport all waste identified for recycling to a licensed facility for further sorting and recycling. Provide a disposal certificate. (Ongoing) | No. | 59 |  | 0
H |  | No schedule Reference | Medical waste shall be collected and transported by a licenced SP to a licensed medical waste disposal facility for incineration and provide a disposal certificate. (Every two (2) weeks) | No. | 128 |  | 0
| 10.9.14 |  | INDUSTRIAL SHREDDER AND PAPER RECYCLING
A |  | No schedule Reference | Transport the shredded paper to a licenced facility and obtain a certificate of disposal. (Weekly) | N/A
B |  | No schedule Reference | Provide a competent operator and shred paper as required. (Ongoing) | N/A
C |  | No schedule Reference | Clean and service the Industrial Shredder. (Quarterly) | N/A
| 10.1 |  | PEST CONTROL
D |  | No schedule Reference | Plan, schedule and undertake general building pest control. (Every nine (9) weeks) | No. | 29 |  | 0
E |  | No schedule Reference | Plan, schedule and undertake pest control in the Art Stores. Treatment shall include light spray for cockroaches, gel for silver fish, check for borer beetle, check for moths, small flies, etc. and treat as required. (Every twelve (12) weeks) | No. | 22 |  | 0
F |  | No schedule Reference | Re-fill tamper proof bait boxes, re-secure signage and bait boxes where necessary and update register. (Monthly) | No. | 59 |  | 0
G |  | No schedule Reference | Plan, schedule and undertake pest control in pump rooms. (Monthly) | No. | 59 |  | 0
H |  | No schedule Reference | Plan, schedule and undertake pest control in commercial kitchens and associated areas. (Monthly) | No. | 59 |  | 0
J |  | No schedule Reference | Plan, schedule and undertake pest control in areas (after the areas and wheelie bins have been high pressure washed). (Every two (2) weeks) | No. | 128 |  | 0
K |  | No schedule Reference | Plan, schedule and undertake pest control in basement parking areas, basements in general and all basement plant rooms. (Quarterly) | No. | 20 |  | 0
L |  | No schedule Reference | Plan, schedule and undertake pest control all chambers and Committee Rooms (after scheduled cleaning). (Quarterly) | No. | 20 |  | 0
M |  | No schedule Reference | Plan, schedule and undertake pest control in all internal emergency stairwells (after scheduled cleaning). (Quarterly) | No. | 20 |  | 0
| 11 |  | SERVICE 9: CEREMONIAL SERVICES
A |  | No schedule Reference | Co-ordinate and hand over consolidated Health and Safety Files in collaboration with the DPWI SPs appointed specifically for this event. (Annually + 1) | N/A
B |  | No schedule Reference | Provide a detailed closeout report of the event. (Annually + 1) | N/A
|  |  | Total Carried to Final Summary |  |  | R

## Bill No. 7 - NCOP
Item No. | Clause Ref: | Schedule Ref: |  | Unit | Qty | Rate | Amount
BILL NO. 7
NATIONAL COUNCIL OF PROVINCES
The Extent of the area of improvement is approximately 4,000m². This heritage building consists of Basement, Ground, First and Second floors. It accommodates mainly NCOP senior staff, NCOP Chambers and committee rooms. The building also has a Library, catering section, ablution facilities, fitted kitchen, cafeteria, VIP dining room, stores, a gallery and atrium, exhibition hall and courtyards. The National Council of Provinces is situated on Parliament Street, opposite Marks Building.
-----------------------------
SUPPLEMENTARY PREAMBLES
Tenderers are referred to the following sections and/or annexures before pricing this bill.
| Volume 3 |  | Part C1: Agreement and Contract Data
| Part C1.2 |  | Contract Data – Facilities Management -DPW-04(FM)
| Part C1.3 |  | Conditions of Contract – PA-10(FM)
| Part C1.4 |  | Amendments to Standard Conditions of Contract
| Part C1.5 |  | Special Conditions of Contract
| Volume 3 |  | Part C2: Pricing Data
| Part C2.1 |  | Pricing Instructions (PG-02.1 EC)
| Volume 3 |  | Part C3: Scope of Work
| Part C3.2 |  | Scope of Work
| Volume 3 |  | Preventative Maintenance Matrix of Services
| Part C3.3 |  | Tenderers are referred to the Matrix of Services for required services applicable to individual buildings / facilities applicable to this contract.
| Volume 3 |  | Service Level Agreement and Priority Table
| Part C3.4 |  | Tenderers are referred to Service Level Agreement and Priority Table for availability and performance requirements applicable to this contract.
| Volume 3 |  | Penalty Schedule
| Part C3.5 |  | Tenderers are referred to Penalty Schedule applicable to this contract.
| Volume 3 |  | Contract Participation Goals and cidb Build Progamme
| Part C3.6 |  | Tenderers are referred to Contract Participation Goals and cidb Build Programme applicable to this contract.
| Volume 3 |  | Health and Safety Requirements
| Part C3.7 |  | Tenderers are referred to Health and Safety requirements applicable to this contract.
| Volume 3 |  | HIV/AIDS Specification (PW 1544)
| Part C3.8 |  | Tenderers are referred to HIV/AIDS Specification (PW 1544) applicable to this contract.
Notes on pricing
The Tenderer shall view the site and all existing structures thereon and make himself thoroughly acquainted with the conditions under which the works / services are to be done, the means of access to the works, the condition of the roads, the nature of the site and generally with all matters which may influence the contract and any restrictions or conditions which may be imposed by the employer and/or local authority.
No claim for any extras in connection with the position, conditions or circumstances of the work or siting of temporary structures, etc will be entertained.
-----------------------------
| 4 |  | SERVICE 2: BUILDING INFRASTRUCTURE
| 4.8 |  | EXTERNAL: CLEANING
A |  | No schedule Reference | Remove debris, litter and fouling from roof surfaces including waterproofing, gutters, down pipes, full bores etc. and any other type of roof, courtyard or patio covering, etc., to prevent the ingress of water and ensure they are left clean and stain free. This shall include including bird netting.(Monthly) | No. | 59 |  | 0
B |  | No schedule Reference | Remove debris, litter and fouling from boundary and free-standing walls, fencing, railings, pillars, signage, roof surfaces and walls of guard houses, etc. and ensure they are left clean and stain free. (Quarterly) | N/A
C |  | No schedule Reference | Remove debris, litter and fouling from façades, balconies (ground and upper levels), windows, window ledges, shutters, shop front type entrance / exits, external emergency staircases, entrance and exit stairs, landings, patios, balustrades, signage, etc. to ensure they are clean and stain free. Windows shall be dried and bear no evidence of residual cleaning materials / products, smears, run marks, stains or finger marks, etc. (Quarterly) | No. | 20 |  | 0
D |  | No schedule Reference | Using suitable camera equipment and/or by other means, ensure that all down pipes (surface mounted or encased in concrete) are checked for blockages. Blockages shall be removed without causing damage. The downpipes shall be inspected for signs of corrosion, leaks, etc. Provide a report and before / after dated and time stamped photos and videos including recommendations for further work. (Quarterly) | No. | 20 |  | 0
| 4.11 |  | LEATHER REPAIRS
E |  | No schedule Reference | Inspect all applicable leather items for repairs, buttons replacements, minor leather replacements, etc., provide a report and a quotation based on the schedule of rates for further action. (Quarterly) | No. | 20 |  | 0
| 4.13 |  | FLAG POLES
A |  | No schedule Reference | Inspect the rope, pulleys and toggles, paint or varnish poles and associated infrastructure, etc. and provide a report including before and after date and time stamped photos (December, March, June and September). (Quarterly) | No. | 20 |  | 0
B |  | No schedule Reference | Supply and install new ropes, new pulleys, new cleats and new toggles (December). (Annually) | No. | 5 |  | 0
| 5 |  | SERVICE 3: TECHNICAL SERVICES
| 5.8 |  | ELECTRICAL SERVICES
| 5.8.5 |  | MEDIUM VOLTAGE NETWORK (SUBSTATIONS, TRANSFORMERS, RING MAIN UNIT, BTUs, ETC.)
A | 5.8.5.9 | Schedule A | Substations - Inspect, record findings and provide a report. (Quarterly) | No. | 20 |  | 0
B | 5.8.5.10 | Schedule B | MV Switchgear - Inspect, record findings and provide a report. (Quarterly) | N/A
C | 5.8.5.11 | Schedule C | LV Boards - Inspect, record findings and provide a report. (Quarterly) | N/A
D | 5.8.5.12 | Schedule D | Transformers - Inspect, record findings and provide a report. (Quarterly) | N/A
E | 5.8.5.13 | Schedule E | BTUs - Inspect, clean, service, record findings and provide a report. (Monthly) | N/A
F |  | No schedule Reference | MV Power Factor Equipment - Inspect, record findings and provide a report. (Quarterly) | N/A
G | 5.8.5.14 | Schedule F | Ring Main Unit - Inspect, clean, service, record findings and provide a report. (Annually) | N/A
H | 5.8.5.15 | Schedule G | Transformers: Dry Type Transformers - Inspect, clean, service, record findings and provide a report. (Annually) | N/A
J | 5.8.5.16 | Schedule H | Transformers: Free Breathing Oil Filled Transformers - Inspect, clean, service, record findings and provide a report. (Annually) | N/A
K | 5.8.5.17 | Schedule I | Transformers: Sealed Oil Filled Transformers - Inspect, clean, service, record findings and provide a report. (Annually) | N/A
L | 5.8.5.18 | Schedule J | ABB SAFERING CCMVVVVSVVV, CVVVV, CCFF, CFFFF, CCC - Inspect, clean, service, record findings and provide a report. (Annually) | No. | 5 |  | 0
M |  | No schedule Reference | MW Power Factor Equipment - Inspect, clean, service, record findings and provide a report. (Annually) | N/A
A |  | No schedule Reference | Liaise with CoCT prior to the scheduled work to ensure that the work completed by CoCT is managed in a way that minimises a total power outage ensuring all services including Security Service interruptions are minimised or not interrupted at all. (Every three (3) years) | N/A
| 5.8.6 |  | STANDBY GENERATORS
B | 5.8.6.12 | Schedule K | Inspect, off load test, record findings and provide a report. (Weekly) | N/A
C | 5.8.6.12 | Schedule K | Inspect, load test, record findings and provide a report. (Quarterly) | N/A
D | 5.8.6.12 | Schedule K | Inspect, service, load test, record findings and provide a report. (Annually) | N/A
E |  | No schedule Reference | Bulk Diesel Tanks (2x): Obtain one (1) sample annually from the bottom of each of the bulk diesel tanks, have it tested at an accredited laboratory and provide the test results. (Annually + 1) | N/A
F | 5.8.6.13 | Schedule L | Duvalco FMS: Inspect, service, record findings and provide a report. (Monthly) | N/A
G | 5.8.6.13 | Schedule L | Duvalco FMS: Supply and install new Duvalco BFS Red cartridge. (Quarterly) | N/A
| 5.8.7 |  | UNINTERRUPTED POWER SUPPLY
H | 5.8.7.5 | Schedule M | Inspect, clean, service, test and record information for the UPS and the batteries. (Monthly) | No. | 59 |  | 0
| 5.8.8 |  | DISTRIBUTION BOARDS
J | 5.8.8.9 | Schedule N | Inspect, test and record findings. (Monthly) | No. | 59 |  | 0
K | 5.8.8.9 | Schedule N | Inspect, test, where necessary label and record findings. (Quarterly) | No. | 20 |  | 0
L | 5.8.8.9 | Schedule N | Inspect, test, service, do thermal scan, repair, tighten, re-do thermal scan, record findings and provide a report. (Annually) | No. | 5 |  | 0
| 5.8.9 |  | GENERAL SERVICES
A | 5.8.9.7 | Schedule O | Lights and light fittings: Inspect, test, repair and record findings. (Every six (6) months) | No. | 10 |  | 0
B | 5.8.9.8 | Schedule P | Emergency lights: Inspect, test, repair and record findings. (Quarterly) | No. | 20 |  | 0
C | 5.8.9.9 | Schedule Q | Power outlets: Inspect, test, repair and record findings. (Every six (6) months) | No. | 10 |  | 0
D | 5.8.9.10 | Schedule R | Power skirting: Inspect, test, repair and record findings. (Every six (6) months) | No. | 10 |  | 0
E | 5.8.9.11 | Schedule S | Isolators and fixed equipment: Inspect, test, repair and record findings. (Quarterly) | No. | 20 |  | 0
| 5.9 |  | HEATING VENTILATION AND COOLING
| 5.9.9.1 |  | WATER COOLED CHILLER AND AIR COOLED CHILLER
F | 5.9.10 | Annexure T | Inspect, test, record findings and provide a report.(Monthly) | N/A
G | 5.9.10 | Annexure T | Inspect, test, clean, record findings and provide a report. (Quarterly) | N/A
H | 5.9.10 | Annexure T | Inspect, service, clean, take samples, test, record findings and provide a report. (Annually) | N/A
| 5.9.9.2 |  | COOLING TOWER AND CLOSED CIRCUIT COOLER
J | 5.9.11 | Annexure U | Inspect, test, clean, service, record findings and provide a report. (Monthly) | N/A
K | 5.9.11 | Annexure U | Inspect, test, clean, record findings and provide a report.(Quarterly) | N/A
L | 5.9.11 | Annexure U | Inspect, test, service clean, record findings and provide a report.(Annually) | N/A
| 5.9.9.3 |  | WATER TREATMENT PLANT
A | 5.9.12 | Annexure V | Inspect, test, clean, service, record findings and provide a report.(Monthly) | N/A
B | 5.9.12 | Annexure V | Take samples, test and provide a report.(Quarterly) | N/A
C | 5.9.12 | Annexure V | Inspect, supply chemicals, record findings and provide a report.(Annually) | N/A
| 5.9.9.4 |  | PUMPS
D | 5.9.13 | Annexure W | Inspect, test, record findings provide a report.(Monthly) | N/A
E | 5.9.13 | Annexure W | Inspect, test, clean, service, record findings and provide a report.(Quarterly) | N/A
F | 5.9.13 | Annexure W | Inspect, test, service, clean, record findings and provide a report.(Annually) | N/A
| 5.9.9.5 |  | PRESSURE TANKS
G | 5.9.14 | Annexure X | Inspect, test, record findings and provide a report.(Quarterly) | N/A
H | 5.9.14 | Annexure X | Inspect, test, service, clean, record findings and provide a report.(Annually) | N/A
| 5.9.9.6 |  | MAKE UP TANKS
J | 5.9.15 | Annexure Y | Inspect, test, record findings and provide a report.(Quarterly) | N/A
K | 5.9.15 | Annexure Y | Inspect, test, service, clean, record findings and provide a report.(Annually) | N/A
| 5.9.9.7 |  | PIPEWORK AND ANCILLARIES
L | 5.9.16 | Annexure Z | Inspect, test, clean, record findings and provide a report.(Monthly) | N/A
M | 5.9.16 | Annexure Z | Inspect, test, record findings and provide a report.(Quarterly) | N/A
N | 5.9.16 | Annexure Z | Inspect, test, service, clean, record findings and provide a report. (Annually) | N/A
| 5.9.9.8 |  | DUCTWORK AND ANCILLARIES
A | 5.9.17 | Annexure AA | Inspect, test, record findings and provide a report.(Monthly) | N/A
B | 5.9.17 | Annexure AA | Inspect, test, clean, record findings and provide a report.(Quarterly) | N/A
C | 5.9.17 | Annexure AA | Inspect, test, service, clean, record findings and provide a report. (Annually) | N/A
| 5.9.9.9 |  | AIR HANDLING UNITS
D | 5.9.18 | Annexure AB | Inspect, test, clean, record findings and provide a report. (Monthly) | N/A
E | 5.9.18 | Annexure AB | Inspect, test, service, clean, record findings and provide a report.(Quarterly) | N/A
F | 5.9.18 | Annexure AB | Inspect, test, service, clean, record findings and provide a report.(Annually) | N/A
| 5.9.9.10 |  | FANS
G | 5.9.19 | Annexure AC | Clean extractor canopy filters, record findings and provide a report. (Weekly) | No. | 256 |  | 0
H | 5.9.19 | Annexure AC | Inspect, test, record findings and provide a report. (Monthly) | No. | 59 |  | 0
J | 5.9.19 | Annexure AC | Inspect, test, service, clean kitchen extract ducting, record findings and provide a report. (Quarterly) | No. | 20 |  | 0
K | 5.9.19 | Annexure AC | Inspect, test, service, clean, record findings and provide a report. (Annually) | No. | 5 |  | 0
| 5.9.9.11 |  | FIRE CRITICAL EQUIPMENT
L | 5.9.20 | Annexure AD | Inspect, test, record findings and provide a report. (Monthly) | No. | 59 |  | 0
M | 5.9.20 | Annexure AD | Inspect, test, record findings and provide a report. (Quarterly) | No. | 20 |  | 0
N | 5.9.20 | Annexure AD | Inspect, test, service, record findings and provide a report. (Annually) | No. | 5 |  | 0
| 5.9.9.12 |  | PACKAGE, SPLIT AND WATER COOLED UNITS
A | 5.9.21 | Annexure AE | Inspect, test, clean, record findings and provide a report. (Monthly) | No. | 59 |  | 0
B | 5.9.21 | Annexure AE | Inspect, test, clean, record findings and provide a report. (Quarterly) | No. | 20 |  | 0
C | 5.9.21 | Annexure AE | Inspect, test, service, clean, record findings and provide a report. (Annually) | No. | 5 |  | 0
| 5.9.9.13 |  | SWITCHBOARDS
D | 5.9.22 | Annexure AF | Inspect, test, service, record findings and provide a report. (Monthly) | N/A
E | 5.9.22 | Annexure AF | Inspect, test, record findings and provide a report. (Quarterly) | N/A
F | 5.9.22 | Annexure AF | Inspect, test, record findings and provide a report. (Annually) | N/A
| 5.9.9.14 |  | NON-BMS CONTROLS
G | 5.9.23 | Annexure AG | Inspect, test, record findings and provide a report. (Monthly) | N/A
H | 5.9.23 | Annexure AG | Inspect, test, service, clean, record findings and provide a report. (Annually) | N/A
| 5.1 |  | BUILDING MANAGEMENT SYSTEM
J |  | No schedule Reference | Monitor the BMS Control Room between the hours of 08h00 – 18h00 Monday to Friday excluding public holidays. (Ongoing) | N/A
K | 5.10.9 | Annexure AH | Inspect, test and provide a report. (Monthly) | N/A
L | 5.10.9 | Annexure AH | Inspect, test, clean and provide a report. (Quarterly) | N/A
M | 5.10.9 | Annexure AH | Inspect, test, clean and provide a report. (Annually) | N/A
| 5.11 |  | FIRE PROTECTION SERVICES
| 5.11.3 |  | FIRE SPRINKLER SYSTEMS
A | 5.11.3.5 | Schedule AI | Inspect, test and record findings. (Daily) | No. | 1750 |  | 0
B | 5.11.3.6 | Schedule AJ | Inspect, test and record findings. (Weekly) | No. | 256 |  | 0
C | 5.11.3.7 | Schedule AK | Inspect, test, clean, service, record findings and provide a report. (Quarterly) | No. | 20 |  | 0
D | 5.11.3.8 | Schedule AL | Inspect, test, record findings and provide a report. (Every six (6) months) | No. | 10 |  | 0
E | 5.11.3.9 | Schedule AM | Inspect, test, record findings and provide a report. (Annually) | No. | 5 |  | 0
F | 5.11.3.10 | Schedule AN | Inspect, test, clean, service, record findings and provide a report. (Every three (3) years) | No. | 2 |  | 0
G | 5.11.3.11 | Schedule AO | Inspect, test, clean, service, record findings and provide a report. (Every fifteen (15) years) | No. | 1 |  | 0
| 5.11.4 |  | FIRE HOSE REELS AND HYDRANTS
H | 5.11.4.7 | Schedule AP | Inspect, recording findings and provide an updated register. (Weekly) | No. | 256 |  | 0
J | 5.11.4.7 | Schedule AP | Inspect, clean, record findings and provide an updated register. (Monthly) | No. | 59 |  | 0
K | 5.11.4.7 | Schedule AP | Inspect, service, record findings and provide an updated register. (Annually) | No. | 5 |  | 0
| 5.11.5 |  | FIRE EXTINGUISHERS
L | 5.11.5.6 | Schedule AQ | Inspect, record findings and provide an updated register. (Monthly) | No. | 59 |  | 0
M | 5.11.5.6 | Schedule AQ | Inspect, service, record findings and provide an updated register. (Annually) | No. | 5 |  | 0
N | 5.11.5.6 | Schedule AQ | Inspect, hydrostatically pressure test, record findings and provide an updated register. (Every five (5) years) | No. | 1 |  | 0
O | 5.11.5.6 | Schedule AQ | Inspect, hydrostatically pressure test, record findings and provide an updated register. (Every ten (10) years) | No. | 1 |  | 0
| 5.11.6 |  | FIRE BLANKETS
A |  | No schedule Reference | Inspect, record findings and provide an updated register. (Monthly) | No. | 59 |  | 0
B |  | No schedule Reference | Inspect, service, record findings and provide an updated register. (Annually) | No. | 5 |  | 0
| 5.11.7 |  | BREATHING APPARATUS
C |  | No schedule Reference | Inspect, record findings and provide an updated register. (Monthly) | N/A
D |  | No schedule Reference | Inspect, service, record findings and provide an updated register. (Annually) | N/A
| 5.11.8 |  | EMERGENCY ESCAPE ROUTES, EXIT DOORS, STAIRWELLS, ETC.
E | 5.11.8.4 | Schedule AR | Inspect, record findings and provide a report. (Monthly) | No. | 59 |  | 0
| 5.12 |  | LIFE SAFETY ELECTRONIC SYSTEMS
| 5.12.3 |  | FIRE DETECTION AND ALARM, GAS CONTROL SYSTEMS
F | 5.12.3.2 | Schedule AS | Inspect, test, record findings and provide a report. (Weekly) | No. | 256 |  | 0
G | 5.12.3.2 | Schedule AS | Inspect, test, record findings and provide a report. (Monthly) | No. | 59 |  | 0
H | 5.12.3.2 | Schedule AS | Inspect, test, record findings and provide a report. (Quarterly) | No. | 20 |  | 0
J | 5.12.3.2 | Schedule AS | Inspect, test, record findings and provide a report. (Annually) | No. | 5 |  | 0
| 5.12.4 |  | VOICE ACTIVATION SYSTEMS
K | 5.12.4.2 | Schedule AT | Inspect, test, record findings and provide a report. (Weekly) | No. | 256 |  | 0
L | 5.12.4.2 | Schedule AT | Inspect, test, record findings and provide a report. (Quarterly) | No. | 20 |  | 0
M | 5.12.4.2 | Schedule AT | Inspect, test, record findings and provide a report. (Annually) | No. | 5 |  | 0
| 5.12.5 |  | EMERGENCY COMMUNICATION SYSTEM
A | 5.12.5.2 | Schedule AU | Inspect, test, record findings and provide a report. (Weekly) | No. | 256 |  | 0
B | 5.12.5.2 | Schedule AU | Inspect, test, record findings and provide a report. (Quarterly) | No. | 20 |  | 0
C | 5.12.5.2 | Schedule AU | Inspect, test, record findings and provide a report. (Annually) | No. | 5 |  | 0
| 5.12.6 |  | REMRAD SYSTEMS
D |  | No schedule Reference | Undertake a manual test to ensure the equipment is functional, the signal is received and the responses are audible. Record the findings and provide a report. (Weekly) | N/A
E |  | No schedule Reference | Undertake a fire condition simulation by activating three (3) smoke detectors to ensure the equipment is functional and the signal is received automatically without any manual intervention. Record the findings and provide a report. Notify the CoCT Goodwood Fire Station prior to the simulation. (Monthly) | N/A
F |  | No schedule Reference | Obtain the relevant log information. The logs shall be used as further evidence of testing, failures, alarms, etc. that have taken place. (Monthly) | N/A
G |  | No schedule Reference | Inspect and service the system. (Quarterly) | N/A
H |  | No schedule Reference | Pay the licencing fee. (Quarterly) | N/A
| 5.13 |  | LIQUID PETROLEUM GAS INSTALLATIONS
| 5.13.7 |  | EXTERNAL LPG BANKS
J |  | No schedule Reference | Inspect, clean, record findings and provide a report. (Every two (2) weeks) | No. | 128 |  | 0
K |  | No schedule Reference | Inspect, clean, service, record finding and provide a report. (Quarterly) | No. | 20 |  | 0
L |  | No schedule Reference | Provide a COC for each external LPG installation (during December of each year). (Annually) | No. | 5 |  | 0
| 5.13.8 |  | FLAME OF REMEMBRANCE
A |  | No schedule Reference | All-inclusive preventative and corrective maintenance requirements including the supply and delivery of LPG, re-ignition of flame, cleaning and repairs to the immediate surrounding infrastructure (e.g. cage, signage, etc.), spares, etc. (e.g. cage, signage, etc.). Provide a monthly report. (Monthly) | N/A
B |  | No schedule Reference | Provide a COC (during December of each year). (Annually) | N/A
| 5.14 |  | COMMERCIAL CATERING APPLIANCES
C |  | No schedule Reference | Inspect, clean, check connections, service, record findings and provide a report. (Quarterly) | No. | 20 |  | 0
| 5.15 |  | DOMESTIC APPLIANCES
D |  | No schedule Reference | Inspect, clean, check connections, service, record findings and provide a report. (Quarterly) | N/A
| 5.16 |  | LIFTS
E |  | No schedule Reference | Comprehensive Repair and Maintenance Contracts. Lifts shall be inspected and serviced as required including all repairs and replacements of components. This shall include but not be limited to lift shafts, internal and externals of the lift car, lift motor room, power distribution systems, etc. (Monthly) | No. | 59 |  | 0
F |  | No schedule Reference | An appropriately qualified and registered independent lift inspector shall inspect the lifts, issue the findings, inspect the work until is it appropriately completed and issue a revised findings report, all within the regulated period. (Annually) | No. | 5 |  | 0
| 5.18 |  | HANDYMAN SERVICES
A |  | No schedule Reference | Handyman Services shall include labour, tools, appropriate consumables and supplies necessary to complete the tasks for general building infrastructure, plumbing and drainage, electrical, HVAC and Fire Services. E.g. consumables and supplies could include but not be limited to random screws, washers, nails, nuts, bolts, drywall anchors, fasteners, zip ties, adhesives, caulking, sealants, glues, staples, electrical tape, masking tape, thread seal tape, duct tape, wall patch / wood filler, shims, rags, wire connectors, popsicle / craft sticks, picture hanging wire, batteries, etc. (Ongoing) | No. | 59 |  | 0
| 5.19 |  | GENEAL SERVICES
| 5.19.1.1 |  | FUEL FIRED BOILERS
B |  | No schedule Reference | Inspect, test and service. (Every three (3) years) | N/A
| 5.19.1.2 |  | ELECTRODE BOILERS
C |  | No schedule Reference | Inspect, test and service. (Every three (3) years) | N/A
| 5.19.1.3 |  | PRESSURE VESSELS
D |  | No schedule Reference | Inspect, test and service. (Every three (3) years) | N/A
| 5.19.1.4 |  | PUMPS (ELECTRICAL)
E |  | No schedule Reference | Inspect, test and service. (Quarterly) | N/A
| 5.19.1.5 |  | PUMPS (MECHANICAL)
F |  | No schedule Reference | Inspect, test and service. (Quarterly) | N/A
| 5.19.1.6 |  | AUTOMATED SLIDING DOORS
G |  | No schedule Reference | Inspect, test and service. (Quarterly) | No. | 20 |  | 0
| 5.19.1.7 |  | AUTOMATED ROLLER SHUTTER DOORS
H |  | No schedule Reference | Inspect, test and service. (Quarterly) | N/A
| 5.19.1.8 |  | AUTOMATED SLIDING GATES
A |  | No schedule Reference | Inspect, test and service. (Quarterly) | N/A
| 6 |  | SERVICE 4: CIVILS
| 6.13.1 |  | STORM WATER DRAINAGE SYSTEMS
B |  | No schedule Reference | High pressure clean, inspect with a camera and where necessary use a drain auger to remove any blockages, tree roots, etc. Re-inspect with a camera. They shall be left free of sediment, debris or any other foreign materials. (Monthly) | N/A
| 6.13.2 |  | SOIL DRAINAGE SYSTEMS
C |  | No schedule Reference | Clean all drainage systems by removing grates, remove all sediment, debris or any other foreign materials, re-install grates. (Monthly) | N/A
| 8 |  | SERVICE 6: GROUNDS UPKEEP AND LANDSCAPE HORTICULTURE
| 8.8 |  | GROUNDS UP KEEP
| 8.8.12 |  | PATROL CLEANING
D |  | No schedule Reference | Pick-up, collect and dispose of all litter, debris, packets, leaves, etc. to ensure the grounds are clean, neat and tidy. (Ongoing) | N/A
| 8.8.13 |  | HARD SURFACE CLEANING
E |  | No schedule Reference | Hard surfaces shall be swept and cleaned appropriately to ensure they are free from all stains, debris and atmospheric pollution, accidental spillage of material, bird droppings and the like. (Ongoing) | N/A
| 8.8.14 |  | HARD SURFACE WEED CONTROL
F |  | No schedule Reference | Weed removal shall be undertaken by hand, after which an appropriate weed control material / product shall be used to retard weed growth. (Ongoing) | N/A
| 8.8.15 |  | WATER FEATURES
A |  | No schedule Reference | Inspect, clean and ensure they are free of sediment, debris or any other foreign matter. (Ongoing) | N/A
| 8.9 |  | LANDSCAPE HORTICULTURE
| 8.9.9 |  | ROUTINE LANDSCAPE HORTICULTURE SERVICES
B |  | No schedule Reference | Routine day-to-day landscaping horticulture: Ensure that the landscaped areas are clean, neat and free of weeds. All plant specimens shall be kept to a height and form that is safe and appropriate for its type and location of planting. All plants specimens shall be provided with sufficient water, compost, fertiliser, etc. Note: This encompasses the complete requirement and specification for Landscaping Horticulture unless specified separately elsewhere. (Ongoing) | N/A
| 8.9.9.6.1 |  | IRRIGATION AND WATERING
C |  | No schedule Reference | All sprinkler nozzles shall be inspected for blockages, cleaned, serviced and where necessary realigned for optimal functioning. (Monthly) | N/A
D |  | No schedule Reference | Controllers shall be tested, cleaned, serviced and timer settings confirmed. (Quarterly) | N/A
| 8.9.9.6.10 |  | WATER FEATURES
E |  | No schedule Reference | Empty the water feature for routine maintenance of tiling, plastering and painting, waterproofing, the webbing installed for the squirrels, lighting, pumps, ensure the day / night timer to switch lights on / off are appropriate to the seasons, refill the feature, etc. and ensure the water feature is fully commissioned. Return plants and other to the water feature. (Quarterly) | N/A
| 9 |  | SERVICE 7: CLEANING AND HYGIENE
| 9.6 |  | ROUTINE BUILDING CLEANING
A |  | No schedule Reference | Routine day-to-day cleaning: Provide routine day-to-day cleaning that enhances the facilities using the best known cleaning practices and equipment available including rigorous standards of professionalism, descipline and in a manner that minimises all forms of discruptions and noise to the occupants. Note: This encompassess the complete requirement and specification unless specified separately elsewhere. (Ongoing) | N/A
| 9.7 |  | SCHEDULED CLEANING
B |  | No schedule Reference | Internal window cleaning (Quarterly) | No. | 20 |  | 0
C |  | No schedule Reference | Deep Cleaning: Bathrooms (Quarterly) | No. | 20 |  | 0
D |  | No schedule Reference | Deep Cleaning: Commercial Kitchen and associated areas (Quarterly) | No. | 20 |  | 0
E |  | No schedule Reference | Deep Cleaning: Emergency stairwells (Quarterly) | No. | 20 |  | 0
F |  | No schedule Reference | Deep clean lift foyers and lifts (Quarterly) | No. | 20 |  | 0
|  | No schedule Reference | Deep clean walk-off mats (Quarterly) | No. | 20 |  | 0
| 9.8 |  | HYGIENE SERVICES
| 9.8.2 |  | SANITARY BIN SERVICE
G |  | No schedule Reference | Remove liner containing waste and replace with a clean liner. (Every seven (7) days) | N/A
H |  | No schedule Reference | Remove liner containing waste and replace with a clean liner. (Every fourteen (14) days) | N/A
| 9.8.3 |  | COVID-19 SANITISER UNITS AND CONSUMABLES
|  | No schedule Reference | Supply and re-fill consumables (Ongoing) | N/A
| 9.9 |  | GENERAL SERVICES
ROUTINE PLANTROOM CLEANING
A | 9.9.3 | No schedule Reference | Inspect, clean and record all related activities (Ongoing) | No. | 59 |  | 0
| 10 |  | SERVICE 8: ENVIRONMENTAL SERVICES
| 10.9 |  | WASTE MANAGEMENT
B |  | No schedule Reference | Compactor shall be removed, emptied, cleaned and retuned as required but not less than once a week. This shall take place before 07h00 or after 18h00 to ensure minimum disruption to the applicable entrances / exits. (Ongoing) | N/A
C |  | No schedule Reference | The compactor area, other waste areas and wheelie bins shall be cleaned as often as required but not less than twice a week with non-potable water from an off-site location until suitable non-potable water is available on site. This shall take place before 07h00 or after 18h00 to ensure minimum disruption to the applicable entrances / exits. (Ongoing) | No. | 59 |  | 0
D |  | No schedule Reference | The compactor shall be removed before 07h00 on the day before SONA and returned before 07h00 the day after SONA. (Annually + 1) | N/A
E |  | No schedule Reference | All other food waste shall be transported to a licensed facility for incineration and a disposal certificate provided. (Ongoing) | No. | 59 |  | 0
F |  | No schedule Reference | Remove waste, clean fat trap and dispose of the waste at a licensed facility and provide a disposal certificate. (Weekly) | No. | 256 |  | 0
G |  | No schedule Reference | Collect, separate and transport all waste identified for recycling to a licensed facility for further sorting and recycling. Provide a disposal certificate. (Ongoing) | N/A
H |  | No schedule Reference | Medical waste shall be collected and transported by a licenced SP to a licensed medical waste disposal facility for incineration and provide a disposal certificate. (Every two (2) weeks) | No. | 128 |  | 0
| 10.9.14 |  | INDUSTRIAL SHREDDER AND PAPER RECYCLING
A |  | No schedule Reference | Transport the shredded paper to a licenced facility and obtain a certificate of disposal. (Weekly) | N/A
B |  | No schedule Reference | Provide a competent operator and shred paper as required. (Ongoing) | N/A
C |  | No schedule Reference | Clean and service the Industrial Shredder. (Quarterly) | N/A
| 10.1 |  | PEST CONTROL
D |  | No schedule Reference | Plan, schedule and undertake general building pest control. (Every nine (9) weeks) | No. | 29 |  | 0
E |  | No schedule Reference | Plan, schedule and undertake pest control in the Art Stores. Treatment shall include light spray for cockroaches, gel for silver fish, check for borer beetle, check for moths, small flies, etc. and treat as required. (Every twelve (12) weeks) | No. | 22 |  | 0
F |  | No schedule Reference | Re-fill tamper proof bait boxes, re-secure signage and bait boxes where necessary and update register. (Monthly) | No. | 59 |  | 0
G |  | No schedule Reference | Plan, schedule and undertake pest control in pump rooms. (Monthly) | No. | 59 |  | 0
H |  | No schedule Reference | Plan, schedule and undertake pest control in commercial kitchens and associated areas. (Monthly) | No. | 59 |  | 0
J |  | No schedule Reference | Plan, schedule and undertake pest control in areas (after the areas and wheelie bins have been high pressure washed). (Every two (2) weeks) | No. | 128 |  | 0
K |  | No schedule Reference | Plan, schedule and undertake pest control in basement parking areas, basements in general and all basement plant rooms. (Quarterly) | N/A
L |  | No schedule Reference | Plan, schedule and undertake pest control all chambers and Committee Rooms (after scheduled cleaning). (Quarterly) | No. | 20 |  | 0
M |  | No schedule Reference | Plan, schedule and undertake pest control in all internal emergency stairwells (after scheduled cleaning). (Quarterly) | No. | 20 |  | 0
| 11 |  | SERVICE 9: CEREMONIAL SERVICES
A |  | No schedule Reference | Co-ordinate and hand over consolidated Health and Safety Files in collaboration with the DPWI SPs appointed specifically for this event. (Annually + 1) | N/A
B |  | No schedule Reference | Provide a detailed closeout report of the event. (Annually + 1) | N/A
|  |  | Total Carried to Final Summary |  |  | R

## Bill No. 8 - Old Assembly
Item No. | Clause Ref: | Schedule Ref: |  | Unit | Qty | Rate | Amount
BILL NO. 8
OLD ASSEMBLY
The extent of the area of improvement is approximately 12 848 m² .This heritage building consists of 6 floors including the ground floor and basement configured mainly as office accommodation and houses an underground tunnel leading from the basement of 120 Plein Street up to the Old Assembly passage opposite room V25. The building has ablution facilities, kitchen area, entrance lobby, offices, a post office, conference rooms, and men’s squash court and an interpreter room, press dining room and a media centre. Other special facilities worth noting are Information centres, the Old Assembly Chamber, Poorthuis, the Exhibition Hall, a Gymnasium, a Parliamentary Museum and Committee rooms. The Old Assembly is situated on Parliament Street, opposite the back entrance of 120 Plein Street, Linking the NCOP and National Assembly.
-----------------------------
SUPPLEMENTARY PREAMBLES
Tenderers are referred to the following sections and/or annexures before pricing this bill.
| Volume 3 |  | Part C1: Agreement and Contract Data
| Part C1.2 |  | Contract Data – Facilities Management -DPW-04(FM)
| Part C1.3 |  | Conditions of Contract – PA-10(FM)
| Part C1.4 |  | Amendments to Standard Conditions of Contract
| Part C1.5 |  | Special Conditions of Contract
| Volume 3 |  | Part C2: Pricing Data
| Part C2.1 |  | Pricing Instructions (PG-02.1 EC)
| Volume 3 |  | Part C3: Scope of Work
| Part C3.2 |  | Scope of Work
| Volume 3 |  | Preventative Maintenance Matrix of Services
| Part C3.3 |  | Tenderers are referred to the Matrix of Services for required services applicable to individual buildings / facilities applicable to this contract.
| Volume 3 |  | Service Level Agreement and Priority Table
| Part C3.4 |  | Tenderers are referred to Service Level Agreement and Priority Table for availability and performance requirements applicable to this contract.
| Volume 3 |  | Penalty Schedule
| Part C3.5 |  | Tenderers are referred to Penalty Schedule applicable to this contract.
| Volume 3 |  | Contract Participation Goals and cidb Build Progamme
| Part C3.6 |  | Tenderers are referred to Contract Participation Goals and cidb Build Programme applicable to this contract.
| Volume 3 |  | Health and Safety Requirements
| Part C3.7 |  | Tenderers are referred to Health and Safety requirements applicable to this contract.
| Volume 3 |  | HIV/AIDS Specification (PW 1544)
| Part C3.8 |  | Tenderers are referred to HIV/AIDS Specification (PW 1544) applicable to this contract.
Notes on pricing
The Tenderer shall view the site and all existing structures thereon and make himself thoroughly acquainted with the conditions under which the works / services are to be done, the means of access to the works, the condition of the roads, the nature of the site and generally with all matters which may influence the contract and any restrictions or conditions which may be imposed by the employer and/or local authority.
No claim for any extras in connection with the position, conditions or circumstances of the work or siting of temporary structures, etc will be entertained.
-----------------------------
| 4 |  | SERVICE 2: BUILDING INFRASTRUCTURE
| 4.8 |  | EXTERNAL: CLEANING
A |  | No schedule Reference | Remove debris, litter and fouling from roof surfaces including waterproofing, gutters, down pipes, full bores etc. and any other type of roof, courtyard or patio covering, etc., to prevent the ingress of water and ensure they are left clean and stain free. This shall include including bird netting.(Monthly) | No. | 59 |  | 0
B |  | No schedule Reference | Remove debris, litter and fouling from boundary and free-standing walls, fencing, railings, pillars, signage, roof surfaces and walls of guard houses, etc. and ensure they are left clean and stain free. (Quarterly) | N/A
C |  | No schedule Reference | Remove debris, litter and fouling from façades, balconies (ground and upper levels), windows, window ledges, shutters, shop front type entrance / exits, external emergency staircases, entrance and exit stairs, landings, patios, balustrades, signage, etc. to ensure they are clean and stain free. Windows shall be dried and bear no evidence of residual cleaning materials / products, smears, run marks, stains or finger marks, etc. (Quarterly) | No. | 20 |  | 0
D |  | No schedule Reference | Using suitable camera equipment and/or by other means, ensure that all down pipes (surface mounted or encased in concrete) are checked for blockages. Blockages shall be removed without causing damage. The downpipes shall be inspected for signs of corrosion, leaks, etc. Provide a report and before / after dated and time stamped photos and videos including recommendations for further work. (Quarterly) | No. | 20 |  | 0
| 4.11 |  | LEATHER REPAIRS
E |  | No schedule Reference | Inspect all applicable leather items for repairs, buttons replacements, minor leather replacements, etc., provide a report and a quotation based on the schedule of rates for further action. (Quarterly) | No. | 20 |  | 0
| 4.13 |  | FLAG POLES
A |  | No schedule Reference | Inspect the rope, pulleys and toggles, paint or varnish poles and associated infrastructure, etc. and provide a report including before and after date and time stamped photos (December, March, June and September). (Quarterly) | N/A
B |  | No schedule Reference | Supply and install new ropes, new pulleys, new cleats and new toggles (December). (Annually) | N/A
| 5 |  | SERVICE 3: TECHNICAL SERVICES
| 5.8 |  | ELECTRICAL SERVICES
| 5.8.5 |  | MEDIUM VOLTAGE NETWORK (SUBSTATIONS, TRANSFORMERS, RING MAIN UNIT, BTUs, ETC.)
A | 5.8.5.9 | Schedule A | Substations - Inspect, record findings and provide a report. (Quarterly) | N/A
B | 5.8.5.10 | Schedule B | MV Switchgear - Inspect, record findings and provide a report. (Quarterly) | No. | 20 |  | 0
C | 5.8.5.11 | Schedule C | LV Boards - Inspect, record findings and provide a report. (Quarterly) | No. | 20 |  | 0
D | 5.8.5.12 | Schedule D | Transformers - Inspect, record findings and provide a report. (Quarterly) | N/A
E | 5.8.5.13 | Schedule E | BTUs - Inspect, clean, service, record findings and provide a report. (Monthly) | N/A
F |  | No schedule Reference | MV Power Factor Equipment - Inspect, record findings and provide a report. (Quarterly) | N/A
G | 5.8.5.14 | Schedule F | Ring Main Unit - Inspect, clean, service, record findings and provide a report. (Annually) | N/A
H | 5.8.5.15 | Schedule G | Transformers: Dry Type Transformers - Inspect, clean, service, record findings and provide a report. (Annually) | N/A
J | 5.8.5.16 | Schedule H | Transformers: Free Breathing Oil Filled Transformers - Inspect, clean, service, record findings and provide a report. (Annually) | N/A
K | 5.8.5.17 | Schedule I | Transformers: Sealed Oil Filled Transformers - Inspect, clean, service, record findings and provide a report. (Annually) | N/A
L | 5.8.5.18 | Schedule J | ABB SAFERING CCMVVVVSVVV, CVVVV, CCFF, CFFFF, CCC - Inspect, clean, service, record findings and provide a report. (Annually) | N/A
M |  | No schedule Reference | MW Power Factor Equipment - Inspect, clean, service, record findings and provide a report. (Annually) | N/A
A |  | No schedule Reference | Liaise with CoCT prior to the scheduled work to ensure that the work completed by CoCT is managed in a way that minimises a total power outage ensuring all services including Security Service interruptions are minimised or not interrupted at all. (Every three (3) years) | N/A
| 5.8.6 |  | STANDBY GENERATORS
B | 5.8.6.12 | Schedule K | Inspect, off load test, record findings and provide a report. (Weekly) | No. | 256 |  | 0
C | 5.8.6.12 | Schedule K | Inspect, load test, record findings and provide a report. (Quarterly) | No. | 20 |  | 0
D | 5.8.6.12 | Schedule K | Inspect, service, load test, record findings and provide a report. (Annually) | No. | 5 |  | 0
E |  | No schedule Reference | Bulk Diesel Tanks (2x): Obtain one (1) sample annually from the bottom of each of the bulk diesel tanks, have it tested at an accredited laboratory and provide the test results. (Annually + 1) | N/A
F | 5.8.6.13 | Schedule L | Duvalco FMS: Inspect, service, record findings and provide a report. (Monthly) | No. | 59 |  | 0
G | 5.8.6.13 | Schedule L | Duvalco FMS: Supply and install new Duvalco BFS Red cartridge. (Quarterly) | No. | 20 |  | 0
| 5.8.7 |  | UNINTERRUPTED POWER SUPPLY
H | 5.8.7.5 | Schedule M | Inspect, clean, service, test and record information for the UPS and the batteries. (Monthly) | N/A
| 5.8.8 |  | DISTRIBUTION BOARDS
J | 5.8.8.9 | Schedule N | Inspect, test and record findings. (Monthly) | No. | 59 |  | 0
K | 5.8.8.9 | Schedule N | Inspect, test, where necessary label and record findings. (Quarterly) | No. | 20 |  | 0
L | 5.8.8.9 | Schedule N | Inspect, test, service, do thermal scan, repair, tighten, re-do thermal scan, record findings and provide a report. (Annually) | No. | 5 |  | 0
| 5.8.9 |  | GENERAL SERVICES
A | 5.8.9.7 | Schedule O | Lights and light fittings: Inspect, test, repair and record findings. (Every six (6) months) | No. | 10 |  | 0
B | 5.8.9.8 | Schedule P | Emergency lights: Inspect, test, repair and record findings. (Quarterly) | No. | 20 |  | 0
C | 5.8.9.9 | Schedule Q | Power outlets: Inspect, test, repair and record findings. (Every six (6) months) | No. | 10 |  | 0
D | 5.8.9.10 | Schedule R | Power skirting: Inspect, test, repair and record findings. (Every six (6) months) | No. | 10 |  | 0
E | 5.8.9.11 | Schedule S | Isolators and fixed equipment: Inspect, test, repair and record findings. (Quarterly) | No. | 20 |  | 0
| 5.9 |  | HEATING VENTILATION AND COOLING
| 5.9.9.1 |  | WATER COOLED CHILLER AND AIR COOLED CHILLER
F | 5.9.10 | Annexure T | Inspect, test, record findings and provide a report.(Monthly) | N/A
G | 5.9.10 | Annexure T | Inspect, test, clean, record findings and provide a report. (Quarterly) | N/A
H | 5.9.10 | Annexure T | Inspect, service, clean, take samples, test, record findings and provide a report. (Annually) | N/A
| 5.9.9.2 |  | COOLING TOWER AND CLOSED CIRCUIT COOLER
J | 5.9.11 | Annexure U | Inspect, test, clean, service, record findings and provide a report. (Monthly) | N/A
K | 5.9.11 | Annexure U | Inspect, test, clean, record findings and provide a report.(Quarterly) | N/A
L | 5.9.11 | Annexure U | Inspect, test, service clean, record findings and provide a report.(Annually) | N/A
| 5.9.9.3 |  | WATER TREATMENT PLANT
A | 5.9.12 | Annexure V | Inspect, test, clean, service, record findings and provide a report.(Monthly) | N/A
B | 5.9.12 | Annexure V | Take samples, test and provide a report.(Quarterly) | N/A
C | 5.9.12 | Annexure V | Inspect, supply chemicals, record findings and provide a report.(Annually) | N/A
| 5.9.9.4 |  | PUMPS
D | 5.9.13 | Annexure W | Inspect, test, record findings provide a report.(Monthly) | N/A
E | 5.9.13 | Annexure W | Inspect, test, clean, service, record findings and provide a report.(Quarterly) | N/A
F | 5.9.13 | Annexure W | Inspect, test, service, clean, record findings and provide a report.(Annually) | N/A
| 5.9.9.5 |  | PRESSURE TANKS
G | 5.9.14 | Annexure X | Inspect, test, record findings and provide a report.(Quarterly) | N/A
H | 5.9.14 | Annexure X | Inspect, test, service, clean, record findings and provide a report.(Annually) | N/A
| 5.9.9.6 |  | MAKE UP TANKS
J | 5.9.15 | Annexure Y | Inspect, test, record findings and provide a report.(Quarterly) | N/A
K | 5.9.15 | Annexure Y | Inspect, test, service, clean, record findings and provide a report.(Annually) | N/A
| 5.9.9.7 |  | PIPEWORK AND ANCILLARIES
L | 5.9.16 | Annexure Z | Inspect, test, clean, record findings and provide a report.(Monthly) | N/A
M | 5.9.16 | Annexure Z | Inspect, test, record findings and provide a report.(Quarterly) | N/A
N | 5.9.16 | Annexure Z | Inspect, test, service, clean, record findings and provide a report. (Annually) | N/A
| 5.9.9.8 |  | DUCTWORK AND ANCILLARIES
A | 5.9.17 | Annexure AA | Inspect, test, record findings and provide a report.(Monthly) | N/A
B | 5.9.17 | Annexure AA | Inspect, test, clean, record findings and provide a report.(Quarterly) | N/A
C | 5.9.17 | Annexure AA | Inspect, test, service, clean, record findings and provide a report. (Annually) | N/A
| 5.9.9.9 |  | AIR HANDLING UNITS
D | 5.9.18 | Annexure AB | Inspect, test, clean, record findings and provide a report. (Monthly) | N/A
E | 5.9.18 | Annexure AB | Inspect, test, service, clean, record findings and provide a report.(Quarterly) | N/A
F | 5.9.18 | Annexure AB | Inspect, test, service, clean, record findings and provide a report.(Annually) | N/A
| 5.9.9.10 |  | FANS
G | 5.9.19 | Annexure AC | Clean extractor canopy filters, record findings and provide a report. (Weekly) | N/A
H | 5.9.19 | Annexure AC | Inspect, test, record findings and provide a report. (Monthly) | N/A
J | 5.9.19 | Annexure AC | Inspect, test, service, clean kitchen extract ducting, record findings and provide a report. (Quarterly) | N/A
K | 5.9.19 | Annexure AC | Inspect, test, service, clean, record findings and provide a report. (Annually) | N/A
| 5.9.9.11 |  | FIRE CRITICAL EQUIPMENT
L | 5.9.20 | Annexure AD | Inspect, test, record findings and provide a report. (Monthly) | No. | 59 |  | 0
M | 5.9.20 | Annexure AD | Inspect, test, record findings and provide a report. (Quarterly) | No. | 20 |  | 0
N | 5.9.20 | Annexure AD | Inspect, test, service, record findings and provide a report. (Annually) | No. | 5 |  | 0
| 5.9.9.12 |  | PACKAGE, SPLIT AND WATER COOLED UNITS
A | 5.9.21 | Annexure AE | Inspect, test, clean, record findings and provide a report. (Monthly) | No. | 59 |  | 0
B | 5.9.21 | Annexure AE | Inspect, test, clean, record findings and provide a report. (Quarterly) | No. | 20 |  | 0
C | 5.9.21 | Annexure AE | Inspect, test, service, clean, record findings and provide a report. (Annually) | No. | 5 |  | 0
| 5.9.9.13 |  | SWITCHBOARDS
D | 5.9.22 | Annexure AF | Inspect, test, service, record findings and provide a report. (Monthly) | N/A
E | 5.9.22 | Annexure AF | Inspect, test, record findings and provide a report. (Quarterly) | N/A
F | 5.9.22 | Annexure AF | Inspect, test, record findings and provide a report. (Annually) | N/A
| 5.9.9.14 |  | NON-BMS CONTROLS
G | 5.9.23 | Annexure AG | Inspect, test, record findings and provide a report. (Monthly) | N/A
H | 5.9.23 | Annexure AG | Inspect, test, service, clean, record findings and provide a report. (Annually) | N/A
| 5.1 |  | BUILDING MANAGEMENT SYSTEM
J |  | No schedule Reference | Monitor the BMS Control Room between the hours of 08h00 – 18h00 Monday to Friday excluding public holidays. (Ongoing) | N/A
K | 5.10.9 | Annexure AH | Inspect, test and provide a report. (Monthly) | No. | 59 |  | 0
L | 5.10.9 | Annexure AH | Inspect, test, clean and provide a report. (Quarterly) | No. | 20 |  | 0
M | 5.10.9 | Annexure AH | Inspect, test, clean and provide a report. (Annually) | No. | 5 |  | 0
| 5.11 |  | FIRE PROTECTION SERVICES
| 5.11.3 |  | FIRE SPRINKLER SYSTEMS
A | 5.11.3.5 | Schedule AI | Inspect, test and record findings. (Daily) | No. | 1750 |  | 0
B | 5.11.3.6 | Schedule AJ | Inspect, test and record findings. (Weekly) | No. | 256 |  | 0
C | 5.11.3.7 | Schedule AK | Inspect, test, clean, service, record findings and provide a report. (Quarterly) | No. | 20 |  | 0
D | 5.11.3.8 | Schedule AL | Inspect, test, record findings and provide a report. (Every six (6) months) | No. | 10 |  | 0
E | 5.11.3.9 | Schedule AM | Inspect, test, record findings and provide a report. (Annually) | No. | 5 |  | 0
F | 5.11.3.10 | Schedule AN | Inspect, test, clean, service, record findings and provide a report. (Every three (3) years) | No. | 2 |  | 0
G | 5.11.3.11 | Schedule AO | Inspect, test, clean, service, record findings and provide a report. (Every fifteen (15) years) | No. | 1 |  | 0
| 5.11.4 |  | FIRE HOSE REELS AND HYDRANTS
H | 5.11.4.7 | Schedule AP | Inspect, recording findings and provide an updated register. (Weekly) | No. | 256 |  | 0
J | 5.11.4.7 | Schedule AP | Inspect, clean, record findings and provide an updated register. (Monthly) | No. | 59 |  | 0
K | 5.11.4.7 | Schedule AP | Inspect, service, record findings and provide an updated register. (Annually) | No. | 5 |  | 0
| 5.11.5 |  | FIRE EXTINGUISHERS
L | 5.11.5.6 | Schedule AQ | Inspect, record findings and provide an updated register. (Monthly) | No. | 59 |  | 0
M | 5.11.5.6 | Schedule AQ | Inspect, service, record findings and provide an updated register. (Annually) | No. | 5 |  | 0
N | 5.11.5.6 | Schedule AQ | Inspect, hydrostatically pressure test, record findings and provide an updated register. (Every five (5) years) | No. | 1 |  | 0
O | 5.11.5.6 | Schedule AQ | Inspect, hydrostatically pressure test, record findings and provide an updated register. (Every ten (10) years) | No. | 1 |  | 0
| 5.11.6 |  | FIRE BLANKETS
A |  | No schedule Reference | Inspect, record findings and provide an updated register. (Monthly) | N/A
B |  | No schedule Reference | Inspect, service, record findings and provide an updated register. (Annually) | N/A
| 5.11.7 |  | BREATHING APPARATUS
C |  | No schedule Reference | Inspect, record findings and provide an updated register. (Monthly) | N/A
D |  | No schedule Reference | Inspect, service, record findings and provide an updated register. (Annually) | N/A
| 5.11.8 |  | EMERGENCY ESCAPE ROUTES, EXIT DOORS, STAIRWELLS, ETC.
E | 5.11.8.4 | Schedule AR | Inspect, record findings and provide a report. (Monthly) | No. | 59 |  | 0
| 5.12 |  | LIFE SAFETY ELECTRONIC SYSTEMS
| 5.12.3 |  | FIRE DETECTION AND ALARM, GAS CONTROL SYSTEMS
F | 5.12.3.2 | Schedule AS | Inspect, test, record findings and provide a report. (Weekly) | No. | 256 |  | 0
G | 5.12.3.2 | Schedule AS | Inspect, test, record findings and provide a report. (Monthly) | No. | 59 |  | 0
H | 5.12.3.2 | Schedule AS | Inspect, test, record findings and provide a report. (Quarterly) | No. | 20 |  | 0
J | 5.12.3.2 | Schedule AS | Inspect, test, record findings and provide a report. (Annually) | No. | 5 |  | 0
| 5.12.4 |  | VOICE ACTIVATION SYSTEMS
K | 5.12.4.2 | Schedule AT | Inspect, test, record findings and provide a report. (Weekly) | No. | 256 |  | 0
L | 5.12.4.2 | Schedule AT | Inspect, test, record findings and provide a report. (Quarterly) | No. | 20 |  | 0
M | 5.12.4.2 | Schedule AT | Inspect, test, record findings and provide a report. (Annually) | No. | 5 |  | 0
| 5.12.5 |  | EMERGENCY COMMUNICATION SYSTEM
A | 5.12.5.2 | Schedule AU | Inspect, test, record findings and provide a report. (Weekly) | No. | 256 |  | 0
B | 5.12.5.2 | Schedule AU | Inspect, test, record findings and provide a report. (Quarterly) | No. | 20 |  | 0
C | 5.12.5.2 | Schedule AU | Inspect, test, record findings and provide a report. (Annually) | No. | 5 |  | 0
| 5.12.6 |  | REMRAD SYSTEMS
D |  | No schedule Reference | Undertake a manual test to ensure the equipment is functional, the signal is received and the responses are audible. Record the findings and provide a report. (Weekly) | No. | 256 |  | 0
E |  | No schedule Reference | Undertake a fire condition simulation by activating three (3) smoke detectors to ensure the equipment is functional and the signal is received automatically without any manual intervention. Record the findings and provide a report. Notify the CoCT Goodwood Fire Station prior to the simulation. (Monthly) | No. | 59 |  | 0
F |  | No schedule Reference | Obtain the relevant log information. The logs shall be used as further evidence of testing, failures, alarms, etc. that have taken place. (Monthly) | No. | 59 |  | 0
G |  | No schedule Reference | Inspect and service the system. (Quarterly) | No. | 20 |  | 0
H |  | No schedule Reference | Pay the licencing fee. (Quarterly) | No. | 20 |  | 0
| 5.13 |  | LIQUID PETROLEUM GAS INSTALLATIONS
| 5.13.7 |  | EXTERNAL LPG BANKS
J |  | No schedule Reference | Inspect, clean, record findings and provide a report. (Every two (2) weeks) | N/A
K |  | No schedule Reference | Inspect, clean, service, record finding and provide a report. (Quarterly) | N/A
L |  | No schedule Reference | Provide a COC for each external LPG installation (during December of each year). (Annually) | N/A
| 5.13.8 |  | FLAME OF REMEMBRANCE
A |  | No schedule Reference | All-inclusive preventative and corrective maintenance requirements including the supply and delivery of LPG, re-ignition of flame, cleaning and repairs to the immediate surrounding infrastructure (e.g. cage, signage, etc.), spares, etc. (e.g. cage, signage, etc.). Provide a monthly report. (Monthly) | N/A
B |  | No schedule Reference | Provide a COC (during December of each year). (Annually) | N/A
| 5.14 |  | COMMERCIAL CATERING APPLIANCES
C |  | No schedule Reference | Inspect, clean, check connections, service, record findings and provide a report. (Quarterly) | N/A
| 5.15 |  | DOMESTIC APPLIANCES
D |  | No schedule Reference | Inspect, clean, check connections, service, record findings and provide a report. (Quarterly) | N/A
| 5.16 |  | LIFTS
E |  | No schedule Reference | Comprehensive Repair and Maintenance Contracts. Lifts shall be inspected and serviced as required including all repairs and replacements of components. This shall include but not be limited to lift shafts, internal and externals of the lift car, lift motor room, power distribution systems, etc. (Monthly) | No. | 59 |  | 0
F |  | No schedule Reference | An appropriately qualified and registered independent lift inspector shall inspect the lifts, issue the findings, inspect the work until is it appropriately completed and issue a revised findings report, all within the regulated period. (Annually) | No. | 5 |  | 0
| 5.18 |  | HANDYMAN SERVICES
A |  | No schedule Reference | Handyman Services shall include labour, tools, appropriate consumables and supplies necessary to complete the tasks for general building infrastructure, plumbing and drainage, electrical, HVAC and Fire Services. E.g. consumables and supplies could include but not be limited to random screws, washers, nails, nuts, bolts, drywall anchors, fasteners, zip ties, adhesives, caulking, sealants, glues, staples, electrical tape, masking tape, thread seal tape, duct tape, wall patch / wood filler, shims, rags, wire connectors, popsicle / craft sticks, picture hanging wire, batteries, etc. (Ongoing) | No. | 59 |  | 0
| 5.19 |  | GENEAL SERVICES
| 5.19.1.1 |  | FUEL FIRED BOILERS
B |  | No schedule Reference | Inspect, test and service. (Every three (3) years) | N/A
| 5.19.1.2 |  | ELECTRODE BOILERS
C |  | No schedule Reference | Inspect, test and service. (Every three (3) years) | N/A
| 5.19.1.3 |  | PRESSURE VESSELS
D |  | No schedule Reference | Inspect, test and service. (Every three (3) years) | N/A
| 5.19.1.4 |  | PUMPS (ELECTRICAL)
E |  | No schedule Reference | Inspect, test and service. (Quarterly) | No. | 20 |  | 0
| 5.19.1.5 |  | PUMPS (MECHANICAL)
F |  | No schedule Reference | Inspect, test and service. (Quarterly) | No. | 20 |  | 0
| 5.19.1.6 |  | AUTOMATED SLIDING DOORS
G |  | No schedule Reference | Inspect, test and service. (Quarterly) | N/A
| 5.19.1.7 |  | AUTOMATED ROLLER SHUTTER DOORS
H |  | No schedule Reference | Inspect, test and service. (Quarterly) | N/A
| 5.19.1.8 |  | AUTOMATED SLIDING GATES
A |  | No schedule Reference | Inspect, test and service. (Quarterly) | N/A
| 6 |  | SERVICE 4: CIVILS
| 6.13.1 |  | STORM WATER DRAINAGE SYSTEMS
B |  | No schedule Reference | High pressure clean, inspect with a camera and where necessary use a drain auger to remove any blockages, tree roots, etc. Re-inspect with a camera. They shall be left free of sediment, debris or any other foreign materials. (Monthly) | N/A
| 6.13.2 |  | SOIL DRAINAGE SYSTEMS
C |  | No schedule Reference | Clean all drainage systems by removing grates, remove all sediment, debris or any other foreign materials, re-install grates. (Monthly) | N/A
| 8 |  | SERVICE 6: GROUNDS UPKEEP AND LANDSCAPE HORTICULTURE
| 8.8 |  | GROUNDS UP KEEP
| 8.8.12 |  | PATROL CLEANING
D |  | No schedule Reference | Pick-up, collect and dispose of all litter, debris, packets, leaves, etc. to ensure the grounds are clean, neat and tidy. (Ongoing) | N/A
| 8.8.13 |  | HARD SURFACE CLEANING
E |  | No schedule Reference | Hard surfaces shall be swept and cleaned appropriately to ensure they are free from all stains, debris and atmospheric pollution, accidental spillage of material, bird droppings and the like. (Ongoing) | N/A
| 8.8.14 |  | HARD SURFACE WEED CONTROL
F |  | No schedule Reference | Weed removal shall be undertaken by hand, after which an appropriate weed control material / product shall be used to retard weed growth. (Ongoing) | N/A
| 8.8.15 |  | WATER FEATURES
A |  | No schedule Reference | Inspect, clean and ensure they are free of sediment, debris or any other foreign matter. (Ongoing) | N/A
| 8.9 |  | LANDSCAPE HORTICULTURE
| 8.9.9 |  | ROUTINE LANDSCAPE HORTICULTURE SERVICES
B |  | No schedule Reference | Routine day-to-day landscaping horticulture: Ensure that the landscaped areas are clean, neat and free of weeds. All plant specimens shall be kept to a height and form that is safe and appropriate for its type and location of planting. All plants specimens shall be provided with sufficient water, compost, fertiliser, etc. Note: This encompasses the complete requirement and specification for Landscaping Horticulture unless specified separately elsewhere. (Ongoing) | N/A
| 8.9.9.6.1 |  | IRRIGATION AND WATERING
C |  | No schedule Reference | All sprinkler nozzles shall be inspected for blockages, cleaned, serviced and where necessary realigned for optimal functioning. (Monthly) | N/A
D |  | No schedule Reference | Controllers shall be tested, cleaned, serviced and timer settings confirmed. (Quarterly) | N/A
| 8.9.9.6.10 |  | WATER FEATURES
E |  | No schedule Reference | Empty the water feature for routine maintenance of tiling, plastering and painting, waterproofing, the webbing installed for the squirrels, lighting, pumps, ensure the day / night timer to switch lights on / off are appropriate to the seasons, refill the feature, etc. and ensure the water feature is fully commissioned. Return plants and other to the water feature. (Quarterly) | N/A
| 9 |  | SERVICE 7: CLEANING AND HYGIENE
| 9.6 |  | ROUTINE BUILDING CLEANING
A |  | No schedule Reference | Routine day-to-day cleaning: Provide routine day-to-day cleaning that enhances the facilities using the best known cleaning practices and equipment available including rigorous standards of professionalism, descipline and in a manner that minimises all forms of discruptions and noise to the occupants. Note: This encompassess the complete requirement and specification unless specified separately elsewhere. (Ongoing) | N/A
| 9.7 |  | SCHEDULED CLEANING
B |  | No schedule Reference | Internal window cleaning (Quarterly) | No. | 20 |  | 0
C |  | No schedule Reference | Deep Cleaning: Bathrooms (Quarterly) | No. | 20 |  | 0
D |  | No schedule Reference | Deep Cleaning: Commercial Kitchen and associated areas (Quarterly) | N/A
E |  | No schedule Reference | Deep Cleaning: Emergency stairwells (Quarterly) | No. | 20 |  | 0
F |  | No schedule Reference | Deep clean lift foyers and lifts (Quarterly) | No. | 20 |  | 0
|  | No schedule Reference | Deep clean walk-off mats (Quarterly) | No. | 20 |  | 0
| 9.8 |  | HYGIENE SERVICES
| 9.8.2 |  | SANITARY BIN SERVICE
G |  | No schedule Reference | Remove liner containing waste and replace with a clean liner. (Every seven (7) days) | N/A
H |  | No schedule Reference | Remove liner containing waste and replace with a clean liner. (Every fourteen (14) days) | N/A
| 9.8.3 |  | COVID-19 SANITISER UNITS AND CONSUMABLES
|  | No schedule Reference | Supply and re-fill consumables (Ongoing) | N/A
| 9.9 |  | GENERAL SERVICES
ROUTINE PLANTROOM CLEANING
A | 9.9.3 | No schedule Reference | Inspect, clean and record all related activities (Ongoing) | No. | 59 |  | 0
| 10 |  | SERVICE 8: ENVIRONMENTAL SERVICES
| 10.9 |  | WASTE MANAGEMENT
B |  | No schedule Reference | Compactor shall be removed, emptied, cleaned and retuned as required but not less than once a week. This shall take place before 07h00 or after 18h00 to ensure minimum disruption to the applicable entrances / exits. (Ongoing) | N/A
C |  | No schedule Reference | The compactor area, other waste areas and wheelie bins shall be cleaned as often as required but not less than twice a week with non-potable water from an off-site location until suitable non-potable water is available on site. This shall take place before 07h00 or after 18h00 to ensure minimum disruption to the applicable entrances / exits. (Ongoing) | N/A
D |  | No schedule Reference | The compactor shall be removed before 07h00 on the day before SONA and returned before 07h00 the day after SONA. (Annually + 1) | N/A
E |  | No schedule Reference | All other food waste shall be transported to a licensed facility for incineration and a disposal certificate provided. (Ongoing) | N/A
F |  | No schedule Reference | Remove waste, clean fat trap and dispose of the waste at a licensed facility and provide a disposal certificate. (Weekly) | N/A
G |  | No schedule Reference | Collect, separate and transport all waste identified for recycling to a licensed facility for further sorting and recycling. Provide a disposal certificate. (Ongoing) | N/A
H |  | No schedule Reference | Medical waste shall be collected and transported by a licenced SP to a licensed medical waste disposal facility for incineration and provide a disposal certificate. (Every two (2) weeks) | No. | 128 |  | 0
| 10.9.14 |  | INDUSTRIAL SHREDDER AND PAPER RECYCLING
A |  | No schedule Reference | Transport the shredded paper to a licenced facility and obtain a certificate of disposal. (Weekly) | N/A
B |  | No schedule Reference | Provide a competent operator and shred paper as required. (Ongoing) | N/A
C |  | No schedule Reference | Clean and service the Industrial Shredder. (Quarterly) | N/A
| 10.1 |  | PEST CONTROL
D |  | No schedule Reference | Plan, schedule and undertake general building pest control. (Every nine (9) weeks) | No. | 29 |  | 0
E |  | No schedule Reference | Plan, schedule and undertake pest control in the Art Stores. Treatment shall include light spray for cockroaches, gel for silver fish, check for borer beetle, check for moths, small flies, etc. and treat as required. (Every twelve (12) weeks) | No. | 22 |  | 0
F |  | No schedule Reference | Re-fill tamper proof bait boxes, re-secure signage and bait boxes where necessary and update register. (Monthly) | No. | 59 |  | 0
G |  | No schedule Reference | Plan, schedule and undertake pest control in pump rooms. (Monthly) | No. | 59 |  | 0
H |  | No schedule Reference | Plan, schedule and undertake pest control in commercial kitchens and associated areas. (Monthly) | N/A
J |  | No schedule Reference | Plan, schedule and undertake pest control in areas (after the areas and wheelie bins have been high pressure washed). (Every two (2) weeks) | N/A
K |  | No schedule Reference | Plan, schedule and undertake pest control in basement parking areas, basements in general and all basement plant rooms. (Quarterly) | N/A
L |  | No schedule Reference | Plan, schedule and undertake pest control all chambers and Committee Rooms (after scheduled cleaning). (Quarterly) | No. | 20 |  | 0
M |  | No schedule Reference | Plan, schedule and undertake pest control in all internal emergency stairwells (after scheduled cleaning). (Quarterly) | No. | 20 |  | 0
| 11 |  | SERVICE 9: CEREMONIAL SERVICES
A |  | No schedule Reference | Co-ordinate and hand over consolidated Health and Safety Files in collaboration with the DPWI SPs appointed specifically for this event. (Annually + 1) | N/A
B |  | No schedule Reference | Provide a detailed closeout report of the event. (Annually + 1) | N/A
|  |  | Total Carried to Final Summary |  |  | R

## Bill No. 9 - N Assembly
Item No. | Clause Ref: | Schedule Ref: |  | Unit | Qty | Rate | Amount
BILL NO. 9
NATIONAL ASSEMBLY
The extent of the area of improvement is approximately 22,000 m². The building consists of 6 floors, 2 basement levels, ground floor and a mezzanine floor and there is also a Link building that bisects a courtyard and forms link passages with the Old Assembly building on three floors (the linking passages are commonly known as the Link building).
The basement is partly used for storage and parking as well as a mechanical and electrical installation hub, the kitchen’s servery and staff change rooms, toilets and mess rooms. There is also a huge seepage water tank and pumps located in both levels of the basement – which could be used for irrigation and the HVAC cooling towers given the perennial flow of water into the tanks.
The ground and mezzanine floor have a double flight of stairs that boasts the elaborate entrance of the National Assembly Chamber. The second floor has a dining room and kitchen facility dedicated for members of Parliament. On the fourth floor is a restaurant with kitchen facility. The centre core of the building consists of the National Assembly Chamber and 3 executive conference rooms. The other 5 floors comprise 612 offices. The National Assembly building is situated on Parliament Street, between the Old Assembly and Tuynhuys.
-----------------------------
SUPPLEMENTARY PREAMBLES
Tenderers are referred to the following sections and/or annexures before pricing this bill.
| Volume 3 |  | Part C1: Agreement and Contract Data
| Part C1.2 |  | Contract Data – Facilities Management -DPW-04(FM)
| Part C1.3 |  | Conditions of Contract – PA-10(FM)
| Part C1.4 |  | Amendments to Standard Conditions of Contract
| Part C1.5 |  | Special Conditions of Contract
| Volume 3 |  | Part C2: Pricing Data
| Part C2.1 |  | Pricing Instructions (PG-02.1 EC)
| Volume 3 |  | Part C3: Scope of Work
| Part C3.2 |  | Scope of Work
| Volume 3 |  | Preventative Maintenance Matrix of Services
| Part C3.3 |  | Tenderers are referred to the Matrix of Services for required services applicable to individual buildings / facilities applicable to this contract.
| Volume 3 |  | Service Level Agreement and Priority Table
| Part C3.4 |  | Tenderers are referred to Service Level Agreement and Priority Table for availability and performance requirements applicable to this contract.
| Volume 3 |  | Penalty Schedule
| Part C3.5 |  | Tenderers are referred to Penalty Schedule applicable to this contract.
| Volume 3 |  | Contract Participation Goals and cidb Build Progamme
| Part C3.6 |  | Tenderers are referred to Contract Participation Goals and cidb Build Programme applicable to this contract.
| Volume 3 |  | Health and Safety Requirements
| Part C3.7 |  | Tenderers are referred to Health and Safety requirements applicable to this contract.
| Volume 3 |  | HIV/AIDS Specification (PW 1544)
| Part C3.8 |  | Tenderers are referred to HIV/AIDS Specification (PW 1544) applicable to this contract.
Notes on pricing
The Tenderer shall view the site and all existing structures thereon and make himself thoroughly acquainted with the conditions under which the works / services are to be done, the means of access to the works, the condition of the roads, the nature of the site and generally with all matters which may influence the contract and any restrictions or conditions which may be imposed by the employer and/or local authority.
No claim for any extras in connection with the position, conditions or circumstances of the work or siting of temporary structures, etc will be entertained.
-----------------------------
| 4 |  | SERVICE 2: BUILDING INFRASTRUCTURE
| 4.8 |  | EXTERNAL: CLEANING
A |  | No schedule Reference | Remove debris, litter and fouling from roof surfaces including waterproofing, gutters, down pipes, full bores etc. and any other type of roof, courtyard or patio covering, etc., to prevent the ingress of water and ensure they are left clean and stain free. This shall include including bird netting.(Monthly) | No. | 59 |  | 0
B |  | No schedule Reference | Remove debris, litter and fouling from boundary and free-standing walls, fencing, railings, pillars, signage, roof surfaces and walls of guard houses, etc. and ensure they are left clean and stain free. (Quarterly) | N/A
C |  | No schedule Reference | Remove debris, litter and fouling from façades, balconies (ground and upper levels), windows, window ledges, shutters, shop front type entrance / exits, external emergency staircases, entrance and exit stairs, landings, patios, balustrades, signage, etc. to ensure they are clean and stain free. Windows shall be dried and bear no evidence of residual cleaning materials / products, smears, run marks, stains or finger marks, etc. (Quarterly) | No. | 20 |  | 0
D |  | No schedule Reference | Using suitable camera equipment and/or by other means, ensure that all down pipes (surface mounted or encased in concrete) are checked for blockages. Blockages shall be removed without causing damage. The downpipes shall be inspected for signs of corrosion, leaks, etc. Provide a report and before / after dated and time stamped photos and videos including recommendations for further work. (Quarterly) | No. | 20 |  | 0
| 4.11 |  | LEATHER REPAIRS
E |  | No schedule Reference | Inspect all applicable leather items for repairs, buttons replacements, minor leather replacements, etc., provide a report and a quotation based on the schedule of rates for further action. (Quarterly) | No. | 20 |  | 0
| 4.13 |  | FLAG POLES
A |  | No schedule Reference | Inspect the rope, pulleys and toggles, paint or varnish poles and associated infrastructure, etc. and provide a report including before and after date and time stamped photos (December, March, June and September). (Quarterly) | No. | 20 |  | 0
B |  | No schedule Reference | Supply and install new ropes, new pulleys, new cleats and new toggles (December). (Annually) | No. | 5 |  | 0
| 5 |  | SERVICE 3: TECHNICAL SERVICES
| 5.8 |  | ELECTRICAL SERVICES
| 5.8.5 |  | MEDIUM VOLTAGE NETWORK (SUBSTATIONS, TRANSFORMERS, RING MAIN UNIT, BTUs, ETC.)
A | 5.8.5.9 | Schedule A | Substations - Inspect, record findings and provide a report. (Quarterly) | No. | 20 |  | 0
B | 5.8.5.10 | Schedule B | MV Switchgear - Inspect, record findings and provide a report. (Quarterly) | No. | 20 |  | 0
C | 5.8.5.11 | Schedule C | LV Boards - Inspect, record findings and provide a report. (Quarterly) | No. | 20 |  | 0
D | 5.8.5.12 | Schedule D | Transformers - Inspect, record findings and provide a report. (Quarterly) | No. | 20 |  | 0
E | 5.8.5.13 | Schedule E | BTUs - Inspect, clean, service, record findings and provide a report. (Monthly) | No. | 59 |  | 0
F |  | No schedule Reference | MV Power Factor Equipment - Inspect, record findings and provide a report. (Quarterly) | N/A
G | 5.8.5.14 | Schedule F | Ring Main Unit - Inspect, clean, service, record findings and provide a report. (Annually) | N/A
H | 5.8.5.15 | Schedule G | Transformers: Dry Type Transformers - Inspect, clean, service, record findings and provide a report. (Annually) | N/A
J | 5.8.5.16 | Schedule H | Transformers: Free Breathing Oil Filled Transformers - Inspect, clean, service, record findings and provide a report. (Annually) | N/A
K | 5.8.5.17 | Schedule I | Transformers: Sealed Oil Filled Transformers - Inspect, clean, service, record findings and provide a report. (Annually) | No. | 5 |  | 0
L | 5.8.5.18 | Schedule J | ABB SAFERING CCMVVVVSVVV, CVVVV, CCFF, CFFFF, CCC - Inspect, clean, service, record findings and provide a report. (Annually) | No. | 5 |  | 0
M |  | No schedule Reference | MW Power Factor Equipment - Inspect, clean, service, record findings and provide a report. (Annually) | N/A
A |  | No schedule Reference | Liaise with CoCT prior to the scheduled work to ensure that the work completed by CoCT is managed in a way that minimises a total power outage ensuring all services including Security Service interruptions are minimised or not interrupted at all. (Every three (3) years) | N/A
| 5.8.6 |  | STANDBY GENERATORS
B | 5.8.6.12 | Schedule K | Inspect, off load test, record findings and provide a report. (Weekly) | No. | 256 |  | 0
C | 5.8.6.12 | Schedule K | Inspect, load test, record findings and provide a report. (Quarterly) | No. | 20 |  | 0
D | 5.8.6.12 | Schedule K | Inspect, service, load test, record findings and provide a report. (Annually) | No. | 5 |  | 0
E |  | No schedule Reference | Bulk Diesel Tanks (2x): Obtain one (1) sample annually from the bottom of each of the bulk diesel tanks, have it tested at an accredited laboratory and provide the test results. (Annually + 1) | N/A
F | 5.8.6.13 | Schedule L | Duvalco FMS: Inspect, service, record findings and provide a report. (Monthly) | No. | 59 |  | 0
G | 5.8.6.13 | Schedule L | Duvalco FMS: Supply and install new Duvalco BFS Red cartridge. (Quarterly) | No. | 20 |  | 0
| 5.8.7 |  | UNINTERRUPTED POWER SUPPLY
H | 5.8.7.5 | Schedule M | Inspect, clean, service, test and record information for the UPS and the batteries. (Monthly) | No. | 59 |  | 0
| 5.8.8 |  | DISTRIBUTION BOARDS
J | 5.8.8.9 | Schedule N | Inspect, test and record findings. (Monthly) | No. | 59 |  | 0
K | 5.8.8.9 | Schedule N | Inspect, test, where necessary label and record findings. (Quarterly) | No. | 20 |  | 0
L | 5.8.8.9 | Schedule N | Inspect, test, service, do thermal scan, repair, tighten, re-do thermal scan, record findings and provide a report. (Annually) | No. | 5 |  | 0
| 5.8.9 |  | GENERAL SERVICES
A | 5.8.9.7 | Schedule O | Lights and light fittings: Inspect, test, repair and record findings. (Every six (6) months) | No. | 10 |  | 0
B | 5.8.9.8 | Schedule P | Emergency lights: Inspect, test, repair and record findings. (Quarterly) | No. | 20 |  | 0
C | 5.8.9.9 | Schedule Q | Power outlets: Inspect, test, repair and record findings. (Every six (6) months) | No. | 10 |  | 0
D | 5.8.9.10 | Schedule R | Power skirting: Inspect, test, repair and record findings. (Every six (6) months) | No. | 10 |  | 0
E | 5.8.9.11 | Schedule S | Isolators and fixed equipment: Inspect, test, repair and record findings. (Quarterly) | No. | 20 |  | 0
| 5.9 |  | HEATING VENTILATION AND COOLING
| 5.9.9.1 |  | WATER COOLED CHILLER AND AIR COOLED CHILLER
F | 5.9.10 | Annexure T | Inspect, test, record findings and provide a report.(Monthly) | No. | 59 |  | 0
G | 5.9.10 | Annexure T | Inspect, test, clean, record findings and provide a report. (Quarterly) | No. | 20 |  | 0
H | 5.9.10 | Annexure T | Inspect, service, clean, take samples, test, record findings and provide a report. (Annually) | No. | 5 |  | 0
| 5.9.9.2 |  | COOLING TOWER AND CLOSED CIRCUIT COOLER
J | 5.9.11 | Annexure U | Inspect, test, clean, service, record findings and provide a report. (Monthly) | No. | 59 |  | 0
K | 5.9.11 | Annexure U | Inspect, test, clean, record findings and provide a report.(Quarterly) | No. | 20 |  | 0
L | 5.9.11 | Annexure U | Inspect, test, service clean, record findings and provide a report.(Annually) | No. | 5 |  | 0
| 5.9.9.3 |  | WATER TREATMENT PLANT
A | 5.9.12 | Annexure V | Inspect, test, clean, service, record findings and provide a report.(Monthly) | No. | 59 |  | 0
B | 5.9.12 | Annexure V | Take samples, test and provide a report.(Quarterly) | No. | 20 |  | 0
C | 5.9.12 | Annexure V | Inspect, supply chemicals, record findings and provide a report.(Annually) | No. | 5 |  | 0
| 5.9.9.4 |  | PUMPS
D | 5.9.13 | Annexure W | Inspect, test, record findings provide a report.(Monthly) | No. | 59 |  | 0
E | 5.9.13 | Annexure W | Inspect, test, clean, service, record findings and provide a report.(Quarterly) | No. | 20 |  | 0
F | 5.9.13 | Annexure W | Inspect, test, service, clean, record findings and provide a report.(Annually) | No. | 5 |  | 0
| 5.9.9.5 |  | PRESSURE TANKS
G | 5.9.14 | Annexure X | Inspect, test, record findings and provide a report.(Quarterly) | No. | 20 |  | 0
H | 5.9.14 | Annexure X | Inspect, test, service, clean, record findings and provide a report.(Annually) | No. | 5 |  | 0
| 5.9.9.6 |  | MAKE UP TANKS
J | 5.9.15 | Annexure Y | Inspect, test, record findings and provide a report.(Quarterly) | No. | 20 |  | 0
K | 5.9.15 | Annexure Y | Inspect, test, service, clean, record findings and provide a report.(Annually) | No. | 5 |  | 0
| 5.9.9.7 |  | PIPEWORK AND ANCILLARIES
L | 5.9.16 | Annexure Z | Inspect, test, clean, record findings and provide a report.(Monthly) | No. | 59 |  | 0
M | 5.9.16 | Annexure Z | Inspect, test, record findings and provide a report.(Quarterly) | No. | 20 |  | 0
N | 5.9.16 | Annexure Z | Inspect, test, service, clean, record findings and provide a report. (Annually) | No. | 5 |  | 0
| 5.9.9.8 |  | DUCTWORK AND ANCILLARIES
A | 5.9.17 | Annexure AA | Inspect, test, record findings and provide a report.(Monthly) | No. | 59 |  | 0
B | 5.9.17 | Annexure AA | Inspect, test, clean, record findings and provide a report.(Quarterly) | No. | 20 |  | 0
C | 5.9.17 | Annexure AA | Inspect, test, service, clean, record findings and provide a report. (Annually) | No. | 5 |  | 0
| 5.9.9.9 |  | AIR HANDLING UNITS
D | 5.9.18 | Annexure AB | Inspect, test, clean, record findings and provide a report. (Monthly) | No. | 59 |  | 0
E | 5.9.18 | Annexure AB | Inspect, test, service, clean, record findings and provide a report.(Quarterly) | No. | 20 |  | 0
F | 5.9.18 | Annexure AB | Inspect, test, service, clean, record findings and provide a report.(Annually) | No. | 5 |  | 0
| 5.9.9.10 |  | FANS
G | 5.9.19 | Annexure AC | Clean extractor canopy filters, record findings and provide a report. (Weekly) | No. | 256 |  | 0
H | 5.9.19 | Annexure AC | Inspect, test, record findings and provide a report. (Monthly) | No. | 59 |  | 0
J | 5.9.19 | Annexure AC | Inspect, test, service, clean kitchen extract ducting, record findings and provide a report. (Quarterly) | No. | 20 |  | 0
K | 5.9.19 | Annexure AC | Inspect, test, service, clean, record findings and provide a report. (Annually) | No. | 5 |  | 0
| 5.9.9.11 |  | FIRE CRITICAL EQUIPMENT
L | 5.9.20 | Annexure AD | Inspect, test, record findings and provide a report. (Monthly) | No. | 59 |  | 0
M | 5.9.20 | Annexure AD | Inspect, test, record findings and provide a report. (Quarterly) | No. | 20 |  | 0
N | 5.9.20 | Annexure AD | Inspect, test, service, record findings and provide a report. (Annually) | No. | 5 |  | 0
| 5.9.9.12 |  | PACKAGE, SPLIT AND WATER COOLED UNITS
A | 5.9.21 | Annexure AE | Inspect, test, clean, record findings and provide a report. (Monthly) | No. | 59 |  | 0
B | 5.9.21 | Annexure AE | Inspect, test, clean, record findings and provide a report. (Quarterly) | No. | 20 |  | 0
C | 5.9.21 | Annexure AE | Inspect, test, service, clean, record findings and provide a report. (Annually) | No. | 5 |  | 0
| 5.9.9.13 |  | SWITCHBOARDS
D | 5.9.22 | Annexure AF | Inspect, test, service, record findings and provide a report. (Monthly) | No. | 59 |  | 0
E | 5.9.22 | Annexure AF | Inspect, test, record findings and provide a report. (Quarterly) | No. | 20 |  | 0
F | 5.9.22 | Annexure AF | Inspect, test, record findings and provide a report. (Annually) | No. | 5 |  | 0
| 5.9.9.14 |  | NON-BMS CONTROLS
G | 5.9.23 | Annexure AG | Inspect, test, record findings and provide a report. (Monthly) | No. | 59 |  | 0
H | 5.9.23 | Annexure AG | Inspect, test, service, clean, record findings and provide a report. (Annually) | No. | 5 |  | 0
| 5.1 |  | BUILDING MANAGEMENT SYSTEM
J |  | No schedule Reference | Monitor the BMS Control Room between the hours of 08h00 – 18h00 Monday to Friday excluding public holidays. (Ongoing) | N/A
K | 5.10.9 | Annexure AH | Inspect, test and provide a report. (Monthly) | No. | 59 |  | 0
L | 5.10.9 | Annexure AH | Inspect, test, clean and provide a report. (Quarterly) | No. | 20 |  | 0
M | 5.10.9 | Annexure AH | Inspect, test, clean and provide a report. (Annually) | No. | 5 |  | 0
| 5.11 |  | FIRE PROTECTION SERVICES
| 5.11.3 |  | FIRE SPRINKLER SYSTEMS
A | 5.11.3.5 | Schedule AI | Inspect, test and record findings. (Daily) | No. | 1750 |  | 0
B | 5.11.3.6 | Schedule AJ | Inspect, test and record findings. (Weekly) | No. | 256 |  | 0
C | 5.11.3.7 | Schedule AK | Inspect, test, clean, service, record findings and provide a report. (Quarterly) | No. | 20 |  | 0
D | 5.11.3.8 | Schedule AL | Inspect, test, record findings and provide a report. (Every six (6) months) | No. | 10 |  | 0
E | 5.11.3.9 | Schedule AM | Inspect, test, record findings and provide a report. (Annually) | No. | 5 |  | 0
F | 5.11.3.10 | Schedule AN | Inspect, test, clean, service, record findings and provide a report. (Every three (3) years) | No. | 2 |  | 0
G | 5.11.3.11 | Schedule AO | Inspect, test, clean, service, record findings and provide a report. (Every fifteen (15) years) | No. | 1 |  | 0
| 5.11.4 |  | FIRE HOSE REELS AND HYDRANTS
H | 5.11.4.7 | Schedule AP | Inspect, recording findings and provide an updated register. (Weekly) | No. | 256 |  | 0
J | 5.11.4.7 | Schedule AP | Inspect, clean, record findings and provide an updated register. (Monthly) | No. | 59 |  | 0
K | 5.11.4.7 | Schedule AP | Inspect, service, record findings and provide an updated register. (Annually) | No. | 5 |  | 0
| 5.11.5 |  | FIRE EXTINGUISHERS
L | 5.11.5.6 | Schedule AQ | Inspect, record findings and provide an updated register. (Monthly) | No. | 59 |  | 0
M | 5.11.5.6 | Schedule AQ | Inspect, service, record findings and provide an updated register. (Annually) | No. | 5 |  | 0
N | 5.11.5.6 | Schedule AQ | Inspect, hydrostatically pressure test, record findings and provide an updated register. (Every five (5) years) | No. | 1 |  | 0
O | 5.11.5.6 | Schedule AQ | Inspect, hydrostatically pressure test, record findings and provide an updated register. (Every ten (10) years) | No. | 1 |  | 0
| 5.11.6 |  | FIRE BLANKETS
A |  | No schedule Reference | Inspect, record findings and provide an updated register. (Monthly) | No. | 59 |  | 0
B |  | No schedule Reference | Inspect, service, record findings and provide an updated register. (Annually) | No. | 5 |  | 0
| 5.11.7 |  | BREATHING APPARATUS
C |  | No schedule Reference | Inspect, record findings and provide an updated register. (Monthly) | N/A
D |  | No schedule Reference | Inspect, service, record findings and provide an updated register. (Annually) | N/A
| 5.11.8 |  | EMERGENCY ESCAPE ROUTES, EXIT DOORS, STAIRWELLS, ETC.
E | 5.11.8.4 | Schedule AR | Inspect, record findings and provide a report. (Monthly) | No. | 59 |  | 0
| 5.12 |  | LIFE SAFETY ELECTRONIC SYSTEMS
| 5.12.3 |  | FIRE DETECTION AND ALARM, GAS CONTROL SYSTEMS
F | 5.12.3.2 | Schedule AS | Inspect, test, record findings and provide a report. (Weekly) | No. | 256 |  | 0
G | 5.12.3.2 | Schedule AS | Inspect, test, record findings and provide a report. (Monthly) | No. | 59 |  | 0
H | 5.12.3.2 | Schedule AS | Inspect, test, record findings and provide a report. (Quarterly) | No. | 20 |  | 0
J | 5.12.3.2 | Schedule AS | Inspect, test, record findings and provide a report. (Annually) | No. | 5 |  | 0
| 5.12.4 |  | VOICE ACTIVATION SYSTEMS
K | 5.12.4.2 | Schedule AT | Inspect, test, record findings and provide a report. (Weekly) | No. | 256 |  | 0
L | 5.12.4.2 | Schedule AT | Inspect, test, record findings and provide a report. (Quarterly) | No. | 20 |  | 0
M | 5.12.4.2 | Schedule AT | Inspect, test, record findings and provide a report. (Annually) | No. | 5 |  | 0
| 5.12.5 |  | EMERGENCY COMMUNICATION SYSTEM
A | 5.12.5.2 | Schedule AU | Inspect, test, record findings and provide a report. (Weekly) | No. | 256 |  | 0
B | 5.12.5.2 | Schedule AU | Inspect, test, record findings and provide a report. (Quarterly) | No. | 20 |  | 0
C | 5.12.5.2 | Schedule AU | Inspect, test, record findings and provide a report. (Annually) | No. | 5 |  | 0
| 5.12.6 |  | REMRAD SYSTEMS
D |  | No schedule Reference | Undertake a manual test to ensure the equipment is functional, the signal is received and the responses are audible. Record the findings and provide a report. (Weekly) | N/A
E |  | No schedule Reference | Undertake a fire condition simulation by activating three (3) smoke detectors to ensure the equipment is functional and the signal is received automatically without any manual intervention. Record the findings and provide a report. Notify the CoCT Goodwood Fire Station prior to the simulation. (Monthly) | N/A
F |  | No schedule Reference | Obtain the relevant log information. The logs shall be used as further evidence of testing, failures, alarms, etc. that have taken place. (Monthly) | N/A
G |  | No schedule Reference | Inspect and service the system. (Quarterly) | N/A
H |  | No schedule Reference | Pay the licencing fee. (Quarterly) | N/A
| 5.13 |  | LIQUID PETROLEUM GAS INSTALLATIONS
| 5.13.7 |  | EXTERNAL LPG BANKS
J |  | No schedule Reference | Inspect, clean, record findings and provide a report. (Every two (2) weeks) | N/A
K |  | No schedule Reference | Inspect, clean, service, record finding and provide a report. (Quarterly) | N/A
L |  | No schedule Reference | Provide a COC for each external LPG installation (during December of each year). (Annually) | N/A
| 5.13.8 |  | FLAME OF REMEMBRANCE
A |  | No schedule Reference | All-inclusive preventative and corrective maintenance requirements including the supply and delivery of LPG, re-ignition of flame, cleaning and repairs to the immediate surrounding infrastructure (e.g. cage, signage, etc.), spares, etc. (e.g. cage, signage, etc.). Provide a monthly report. (Monthly) | N/A
B |  | No schedule Reference | Provide a COC (during December of each year). (Annually) | N/A
| 5.14 |  | COMMERCIAL CATERING APPLIANCES
C |  | No schedule Reference | Inspect, clean, check connections, service, record findings and provide a report. (Quarterly) | No. | 20 |  | 0
| 5.15 |  | DOMESTIC APPLIANCES
D |  | No schedule Reference | Inspect, clean, check connections, service, record findings and provide a report. (Quarterly) | N/A
| 5.16 |  | LIFTS
E |  | No schedule Reference | Comprehensive Repair and Maintenance Contracts. Lifts shall be inspected and serviced as required including all repairs and replacements of components. This shall include but not be limited to lift shafts, internal and externals of the lift car, lift motor room, power distribution systems, etc. (Monthly) | No. | 59 |  | 0
F |  | No schedule Reference | An appropriately qualified and registered independent lift inspector shall inspect the lifts, issue the findings, inspect the work until is it appropriately completed and issue a revised findings report, all within the regulated period. (Annually) | No. | 5 |  | 0
| 5.18 |  | HANDYMAN SERVICES
A |  | No schedule Reference | Handyman Services shall include labour, tools, appropriate consumables and supplies necessary to complete the tasks for general building infrastructure, plumbing and drainage, electrical, HVAC and Fire Services. E.g. consumables and supplies could include but not be limited to random screws, washers, nails, nuts, bolts, drywall anchors, fasteners, zip ties, adhesives, caulking, sealants, glues, staples, electrical tape, masking tape, thread seal tape, duct tape, wall patch / wood filler, shims, rags, wire connectors, popsicle / craft sticks, picture hanging wire, batteries, etc. (Ongoing) | No. | 59 |  | 0
| 5.19 |  | GENEAL SERVICES
| 5.19.1.1 |  | FUEL FIRED BOILERS
B |  | No schedule Reference | Inspect, test and service. (Every three (3) years) | N/A
| 5.19.1.2 |  | ELECTRODE BOILERS
C |  | No schedule Reference | Inspect, test and service. (Every three (3) years) | No. | 2 |  | 0
| 5.19.1.3 |  | PRESSURE VESSELS
D |  | No schedule Reference | Inspect, test and service. (Every three (3) years) | N/A
| 5.19.1.4 |  | PUMPS (ELECTRICAL)
E |  | No schedule Reference | Inspect, test and service. (Quarterly) | No. | 20 |  | 0
| 5.19.1.5 |  | PUMPS (MECHANICAL)
F |  | No schedule Reference | Inspect, test and service. (Quarterly) | No. | 20 |  | 0
| 5.19.1.6 |  | AUTOMATED SLIDING DOORS
G |  | No schedule Reference | Inspect, test and service. (Quarterly) | No. | 20 |  | 0
| 5.19.1.7 |  | AUTOMATED ROLLER SHUTTER DOORS
H |  | No schedule Reference | Inspect, test and service. (Quarterly) | No. | 20 |  | 0
| 5.19.1.8 |  | AUTOMATED SLIDING GATES
A |  | No schedule Reference | Inspect, test and service. (Quarterly) | N/A
| 6 |  | SERVICE 4: CIVILS
| 6.13.1 |  | STORM WATER DRAINAGE SYSTEMS
B |  | No schedule Reference | High pressure clean, inspect with a camera and where necessary use a drain auger to remove any blockages, tree roots, etc. Re-inspect with a camera. They shall be left free of sediment, debris or any other foreign materials. (Monthly) | N/A
| 6.13.2 |  | SOIL DRAINAGE SYSTEMS
C |  | No schedule Reference | Clean all drainage systems by removing grates, remove all sediment, debris or any other foreign materials, re-install grates. (Monthly) | N/A
| 8 |  | SERVICE 6: GROUNDS UPKEEP AND LANDSCAPE HORTICULTURE
| 8.8 |  | GROUNDS UP KEEP
| 8.8.12 |  | PATROL CLEANING
D |  | No schedule Reference | Pick-up, collect and dispose of all litter, debris, packets, leaves, etc. to ensure the grounds are clean, neat and tidy. (Ongoing) | N/A
| 8.8.13 |  | HARD SURFACE CLEANING
E |  | No schedule Reference | Hard surfaces shall be swept and cleaned appropriately to ensure they are free from all stains, debris and atmospheric pollution, accidental spillage of material, bird droppings and the like. (Ongoing) | N/A
| 8.8.14 |  | HARD SURFACE WEED CONTROL
F |  | No schedule Reference | Weed removal shall be undertaken by hand, after which an appropriate weed control material / product shall be used to retard weed growth. (Ongoing) | N/A
| 8.8.15 |  | WATER FEATURES
A |  | No schedule Reference | Inspect, clean and ensure they are free of sediment, debris or any other foreign matter. (Ongoing) | N/A
| 8.9 |  | LANDSCAPE HORTICULTURE
| 8.9.9 |  | ROUTINE LANDSCAPE HORTICULTURE SERVICES
B |  | No schedule Reference | Routine day-to-day landscaping horticulture: Ensure that the landscaped areas are clean, neat and free of weeds. All plant specimens shall be kept to a height and form that is safe and appropriate for its type and location of planting. All plants specimens shall be provided with sufficient water, compost, fertiliser, etc. Note: This encompasses the complete requirement and specification for Landscaping Horticulture unless specified separately elsewhere. (Ongoing) | N/A
| 8.9.9.6.1 |  | IRRIGATION AND WATERING
C |  | No schedule Reference | All sprinkler nozzles shall be inspected for blockages, cleaned, serviced and where necessary realigned for optimal functioning. (Monthly) | N/A
D |  | No schedule Reference | Controllers shall be tested, cleaned, serviced and timer settings confirmed. (Quarterly) | N/A
| 8.9.9.6.10 |  | WATER FEATURES
E |  | No schedule Reference | Empty the water feature for routine maintenance of tiling, plastering and painting, waterproofing, the webbing installed for the squirrels, lighting, pumps, ensure the day / night timer to switch lights on / off are appropriate to the seasons, refill the feature, etc. and ensure the water feature is fully commissioned. Return plants and other to the water feature. (Quarterly) | N/A
| 9 |  | SERVICE 7: CLEANING AND HYGIENE
| 9.6 |  | ROUTINE BUILDING CLEANING
A |  | No schedule Reference | Routine day-to-day cleaning: Provide routine day-to-day cleaning that enhances the facilities using the best known cleaning practices and equipment available including rigorous standards of professionalism, descipline and in a manner that minimises all forms of discruptions and noise to the occupants. Note: This encompassess the complete requirement and specification unless specified separately elsewhere. (Ongoing) | N/A
| 9.7 |  | SCHEDULED CLEANING
B |  | No schedule Reference | Internal window cleaning (Quarterly) | No. | 20 |  | 0
C |  | No schedule Reference | Deep Cleaning: Bathrooms (Quarterly) | No. | 20 |  | 0
D |  | No schedule Reference | Deep Cleaning: Commercial Kitchen and associated areas (Quarterly) | No. | 20 |  | 0
E |  | No schedule Reference | Deep Cleaning: Emergency stairwells (Quarterly) | No. | 20 |  | 0
F |  | No schedule Reference | Deep clean lift foyers and lifts (Quarterly) | No. | 20 |  | 0
|  | No schedule Reference | Deep clean walk-off mats (Quarterly) | No. | 20 |  | 0
| 9.8 |  | HYGIENE SERVICES
| 9.8.2 |  | SANITARY BIN SERVICE
G |  | No schedule Reference | Remove liner containing waste and replace with a clean liner. (Every seven (7) days) | N/A
H |  | No schedule Reference | Remove liner containing waste and replace with a clean liner. (Every fourteen (14) days) | N/A
| 9.8.3 |  | COVID-19 SANITISER UNITS AND CONSUMABLES
|  | No schedule Reference | Supply and re-fill consumables (Ongoing) | N/A
| 9.9 |  | GENERAL SERVICES
ROUTINE PLANTROOM CLEANING
A | 9.9.3 | No schedule Reference | Inspect, clean and record all related activities (Ongoing) | No. | 59 |  | 0
| 10 |  | SERVICE 8: ENVIRONMENTAL SERVICES
| 10.9 |  | WASTE MANAGEMENT
B |  | No schedule Reference | Compactor shall be removed, emptied, cleaned and retuned as required but not less than once a week. This shall take place before 07h00 or after 18h00 to ensure minimum disruption to the applicable entrances / exits. (Ongoing) | N/A
C |  | No schedule Reference | The compactor area, other waste areas and wheelie bins shall be cleaned as often as required but not less than twice a week with non-potable water from an off-site location until suitable non-potable water is available on site. This shall take place before 07h00 or after 18h00 to ensure minimum disruption to the applicable entrances / exits. (Ongoing) | No. | 59 |  | 0
D |  | No schedule Reference | The compactor shall be removed before 07h00 on the day before SONA and returned before 07h00 the day after SONA. (Annually + 1) | N/A
E |  | No schedule Reference | All other food waste shall be transported to a licensed facility for incineration and a disposal certificate provided. (Ongoing) | No. | 59 |  | 0
F |  | No schedule Reference | Remove waste, clean fat trap and dispose of the waste at a licensed facility and provide a disposal certificate. (Weekly) | No. | 256 |  | 0
G |  | No schedule Reference | Collect, separate and transport all waste identified for recycling to a licensed facility for further sorting and recycling. Provide a disposal certificate. (Ongoing) | N/A
H |  | No schedule Reference | Medical waste shall be collected and transported by a licenced SP to a licensed medical waste disposal facility for incineration and provide a disposal certificate. (Every two (2) weeks) | No. | 128 |  | 0
| 10.9.14 |  | INDUSTRIAL SHREDDER AND PAPER RECYCLING
A |  | No schedule Reference | Transport the shredded paper to a licenced facility and obtain a certificate of disposal. (Weekly) | N/A
B |  | No schedule Reference | Provide a competent operator and shred paper as required. (Ongoing) | N/A
C |  | No schedule Reference | Clean and service the Industrial Shredder. (Quarterly) | N/A
| 10.1 |  | PEST CONTROL
D |  | No schedule Reference | Plan, schedule and undertake general building pest control. (Every nine (9) weeks) | No. | 29 |  | 0
E |  | No schedule Reference | Plan, schedule and undertake pest control in the Art Stores. Treatment shall include light spray for cockroaches, gel for silver fish, check for borer beetle, check for moths, small flies, etc. and treat as required. (Every twelve (12) weeks) | No. | 22 |  | 0
F |  | No schedule Reference | Re-fill tamper proof bait boxes, re-secure signage and bait boxes where necessary and update register. (Monthly) | No. | 59 |  | 0
G |  | No schedule Reference | Plan, schedule and undertake pest control in pump rooms. (Monthly) | No. | 59 |  | 0
H |  | No schedule Reference | Plan, schedule and undertake pest control in commercial kitchens and associated areas. (Monthly) | No. | 59 |  | 0
J |  | No schedule Reference | Plan, schedule and undertake pest control in areas (after the areas and wheelie bins have been high pressure washed). (Every two (2) weeks) | No. | 128 |  | 0
K |  | No schedule Reference | Plan, schedule and undertake pest control in basement parking areas, basements in general and all basement plant rooms. (Quarterly) | No. | 20 |  | 0
L |  | No schedule Reference | Plan, schedule and undertake pest control all chambers and Committee Rooms (after scheduled cleaning). (Quarterly) | No. | 20 |  | 0
M |  | No schedule Reference | Plan, schedule and undertake pest control in all internal emergency stairwells (after scheduled cleaning). (Quarterly) | No. | 20 |  | 0
| 11 |  | SERVICE 9: CEREMONIAL SERVICES
A |  | No schedule Reference | Co-ordinate and hand over consolidated Health and Safety Files in collaboration with the DPWI SPs appointed specifically for this event. (Annually + 1) | N/A
B |  | No schedule Reference | Provide a detailed closeout report of the event. (Annually + 1) | N/A
|  |  | Total Carried to Final Summary |  |  | R

## Bill No. 10 - Bakers Cottage
Item No. | Clause Ref: | Schedule Ref: |  | Unit | Qty | Rate | Amount
BILL NO. 10
BAKERS COTTAGE
Bakers House Building is classified a heritage site. The building consists of 2 floors, a ground and first floor with landscaped court yards and an external court yard. The ground floor houses nine offices - including a boardroom. Female and Male restrooms are both found on the ground floor on the entrance passage leading to the building. A kitchen and a store room are found opposite each other, with a staircase leading to the first floor found on the adjacent side. The floor also houses two lounge areas found on each side of staircase. The first floor houses four offices, two toilets and a store room. The building is attached to the Good Hope Building and there is a passage leading from the Good Hope Building to the Bakers House Building.
-----------------------------
SUPPLEMENTARY PREAMBLES
Tenderers are referred to the following sections and/or annexures before pricing this bill.
| Volume 3 |  | Part C1: Agreement and Contract Data
| Part C1.2 |  | Contract Data – Facilities Management -DPW-04(FM)
| Part C1.3 |  | Conditions of Contract – PA-10(FM)
| Part C1.4 |  | Amendments to Standard Conditions of Contract
| Part C1.5 |  | Special Conditions of Contract
| Volume 3 |  | Part C2: Pricing Data
| Part C2.1 |  | Pricing Instructions (PG-02.1 EC)
| Volume 3 |  | Part C3: Scope of Work
| Part C3.2 |  | Scope of Work
| Volume 3 |  | Preventative Maintenance Matrix of Services
| Part C3.3 |  | Tenderers are referred to the Matrix of Services for required services applicable to individual buildings / facilities applicable to this contract.
| Volume 3 |  | Service Level Agreement and Priority Table
| Part C3.4 |  | Tenderers are referred to Service Level Agreement and Priority Table for availability and performance requirements applicable to this contract.
| Volume 3 |  | Penalty Schedule
| Part C3.5 |  | Tenderers are referred to Penalty Schedule applicable to this contract.
| Volume 3 |  | Contract Participation Goals and cidb Build Progamme
| Part C3.6 |  | Tenderers are referred to Contract Participation Goals and cidb Build Programme applicable to this contract.
| Volume 3 |  | Health and Safety Requirements
| Part C3.7 |  | Tenderers are referred to Health and Safety requirements applicable to this contract.
| Volume 3 |  | HIV/AIDS Specification (PW 1544)
| Part C3.8 |  | Tenderers are referred to HIV/AIDS Specification (PW 1544) applicable to this contract.
Notes on pricing
The Tenderer shall view the site and all existing structures thereon and make himself thoroughly acquainted with the conditions under which the works / services are to be done, the means of access to the works, the condition of the roads, the nature of the site and generally with all matters which may influence the contract and any restrictions or conditions which may be imposed by the employer and/or local authority.
No claim for any extras in connection with the position, conditions or circumstances of the work or siting of temporary structures, etc will be entertained.
-----------------------------
| 4 |  | SERVICE 2: BUILDING INFRASTRUCTURE
| 4.8 |  | EXTERNAL: CLEANING
A |  | No schedule Reference | Remove debris, litter and fouling from roof surfaces including waterproofing, gutters, down pipes, full bores etc. and any other type of roof, courtyard or patio covering, etc., to prevent the ingress of water and ensure they are left clean and stain free. This shall include including bird netting.(Monthly) | No. | 59 |  | 0
B |  | No schedule Reference | Remove debris, litter and fouling from boundary and free-standing walls, fencing, railings, pillars, signage, roof surfaces and walls of guard houses, etc. and ensure they are left clean and stain free. (Quarterly) | N/A
C |  | No schedule Reference | Remove debris, litter and fouling from façades, balconies (ground and upper levels), windows, window ledges, shutters, shop front type entrance / exits, external emergency staircases, entrance and exit stairs, landings, patios, balustrades, signage, etc. to ensure they are clean and stain free. Windows shall be dried and bear no evidence of residual cleaning materials / products, smears, run marks, stains or finger marks, etc. (Quarterly) | No. | 20 |  | 0
D |  | No schedule Reference | Using suitable camera equipment and/or by other means, ensure that all down pipes (surface mounted or encased in concrete) are checked for blockages. Blockages shall be removed without causing damage. The downpipes shall be inspected for signs of corrosion, leaks, etc. Provide a report and before / after dated and time stamped photos and videos including recommendations for further work. (Quarterly) | No. | 20 |  | 0
| 4.11 |  | LEATHER REPAIRS
E |  | No schedule Reference | Inspect all applicable leather items for repairs, buttons replacements, minor leather replacements, etc., provide a report and a quotation based on the schedule of rates for further action. (Quarterly) | N/A
| 4.13 |  | FLAG POLES
A |  | No schedule Reference | Inspect the rope, pulleys and toggles, paint or varnish poles and associated infrastructure, etc. and provide a report including before and after date and time stamped photos (December, March, June and September). (Quarterly) | N/A
B |  | No schedule Reference | Supply and install new ropes, new pulleys, new cleats and new toggles (December). (Annually) | N/A
| 5 |  | SERVICE 3: TECHNICAL SERVICES
| 5.8 |  | ELECTRICAL SERVICES
| 5.8.5 |  | MEDIUM VOLTAGE NETWORK (SUBSTATIONS, TRANSFORMERS, RING MAIN UNIT, BTUs, ETC.)
A | 5.8.5.9 | Schedule A | Substations - Inspect, record findings and provide a report. (Quarterly) | N/A
B | 5.8.5.10 | Schedule B | MV Switchgear - Inspect, record findings and provide a report. (Quarterly) | N/A
C | 5.8.5.11 | Schedule C | LV Boards - Inspect, record findings and provide a report. (Quarterly) | N/A
D | 5.8.5.12 | Schedule D | Transformers - Inspect, record findings and provide a report. (Quarterly) | N/A
E | 5.8.5.13 | Schedule E | BTUs - Inspect, clean, service, record findings and provide a report. (Monthly) | N/A
F |  | No schedule Reference | MV Power Factor Equipment - Inspect, record findings and provide a report. (Quarterly) | N/A
G | 5.8.5.14 | Schedule F | Ring Main Unit - Inspect, clean, service, record findings and provide a report. (Annually) | N/A
H | 5.8.5.15 | Schedule G | Transformers: Dry Type Transformers - Inspect, clean, service, record findings and provide a report. (Annually) | N/A
J | 5.8.5.16 | Schedule H | Transformers: Free Breathing Oil Filled Transformers - Inspect, clean, service, record findings and provide a report. (Annually) | N/A
K | 5.8.5.17 | Schedule I | Transformers: Sealed Oil Filled Transformers - Inspect, clean, service, record findings and provide a report. (Annually) | N/A
L | 5.8.5.18 | Schedule J | ABB SAFERING CCMVVVVSVVV, CVVVV, CCFF, CFFFF, CCC - Inspect, clean, service, record findings and provide a report. (Annually) | N/A
M |  | No schedule Reference | MW Power Factor Equipment - Inspect, clean, service, record findings and provide a report. (Annually) | N/A
A |  | No schedule Reference | Liaise with CoCT prior to the scheduled work to ensure that the work completed by CoCT is managed in a way that minimises a total power outage ensuring all services including Security Service interruptions are minimised or not interrupted at all. (Every three (3) years) | N/A
| 5.8.6 |  | STANDBY GENERATORS
B | 5.8.6.12 | Schedule K | Inspect, off load test, record findings and provide a report. (Weekly) | N/A
C | 5.8.6.12 | Schedule K | Inspect, load test, record findings and provide a report. (Quarterly) | N/A
D | 5.8.6.12 | Schedule K | Inspect, service, load test, record findings and provide a report. (Annually) | N/A
E |  | No schedule Reference | Bulk Diesel Tanks (2x): Obtain one (1) sample annually from the bottom of each of the bulk diesel tanks, have it tested at an accredited laboratory and provide the test results. (Annually + 1) | N/A
F | 5.8.6.13 | Schedule L | Duvalco FMS: Inspect, service, record findings and provide a report. (Monthly) | N/A
G | 5.8.6.13 | Schedule L | Duvalco FMS: Supply and install new Duvalco BFS Red cartridge. (Quarterly) | N/A
| 5.8.7 |  | UNINTERRUPTED POWER SUPPLY
H | 5.8.7.5 | Schedule M | Inspect, clean, service, test and record information for the UPS and the batteries. (Monthly) | N/A
| 5.8.8 |  | DISTRIBUTION BOARDS
J | 5.8.8.9 | Schedule N | Inspect, test and record findings. (Monthly) | No. | 59 |  | 0
K | 5.8.8.9 | Schedule N | Inspect, test, where necessary label and record findings. (Quarterly) | No. | 20 |  | 0
L | 5.8.8.9 | Schedule N | Inspect, test, service, do thermal scan, repair, tighten, re-do thermal scan, record findings and provide a report. (Annually) | No. | 5 |  | 0
| 5.8.9 |  | GENERAL SERVICES
A | 5.8.9.7 | Schedule O | Lights and light fittings: Inspect, test, repair and record findings. (Every six (6) months) | No. | 10 |  | 0
B | 5.8.9.8 | Schedule P | Emergency lights: Inspect, test, repair and record findings. (Quarterly) | No. | 20 |  | 0
C | 5.8.9.9 | Schedule Q | Power outlets: Inspect, test, repair and record findings. (Every six (6) months) | No. | 10 |  | 0
D | 5.8.9.10 | Schedule R | Power skirting: Inspect, test, repair and record findings. (Every six (6) months) | No. | 10 |  | 0
E | 5.8.9.11 | Schedule S | Isolators and fixed equipment: Inspect, test, repair and record findings. (Quarterly) | No. | 20 |  | 0
| 5.9 |  | HEATING VENTILATION AND COOLING
| 5.9.9.1 |  | WATER COOLED CHILLER AND AIR COOLED CHILLER
F | 5.9.10 | Annexure T | Inspect, test, record findings and provide a report.(Monthly) | N/A
G | 5.9.10 | Annexure T | Inspect, test, clean, record findings and provide a report. (Quarterly) | N/A
H | 5.9.10 | Annexure T | Inspect, service, clean, take samples, test, record findings and provide a report. (Annually) | N/A
| 5.9.9.2 |  | COOLING TOWER AND CLOSED CIRCUIT COOLER
J | 5.9.11 | Annexure U | Inspect, test, clean, service, record findings and provide a report. (Monthly) | N/A
K | 5.9.11 | Annexure U | Inspect, test, clean, record findings and provide a report.(Quarterly) | N/A
L | 5.9.11 | Annexure U | Inspect, test, service clean, record findings and provide a report.(Annually) | N/A
| 5.9.9.3 |  | WATER TREATMENT PLANT
A | 5.9.12 | Annexure V | Inspect, test, clean, service, record findings and provide a report.(Monthly) | N/A
B | 5.9.12 | Annexure V | Take samples, test and provide a report.(Quarterly) | N/A
C | 5.9.12 | Annexure V | Inspect, supply chemicals, record findings and provide a report.(Annually) | N/A
| 5.9.9.4 |  | PUMPS
D | 5.9.13 | Annexure W | Inspect, test, record findings provide a report.(Monthly) | N/A
E | 5.9.13 | Annexure W | Inspect, test, clean, service, record findings and provide a report.(Quarterly) | N/A
F | 5.9.13 | Annexure W | Inspect, test, service, clean, record findings and provide a report.(Annually) | N/A
| 5.9.9.5 |  | PRESSURE TANKS
G | 5.9.14 | Annexure X | Inspect, test, record findings and provide a report.(Quarterly) | N/A
H | 5.9.14 | Annexure X | Inspect, test, service, clean, record findings and provide a report.(Annually) | N/A
| 5.9.9.6 |  | MAKE UP TANKS
J | 5.9.15 | Annexure Y | Inspect, test, record findings and provide a report.(Quarterly) | N/A
K | 5.9.15 | Annexure Y | Inspect, test, service, clean, record findings and provide a report.(Annually) | N/A
| 5.9.9.7 |  | PIPEWORK AND ANCILLARIES
L | 5.9.16 | Annexure Z | Inspect, test, clean, record findings and provide a report.(Monthly) | N/A
M | 5.9.16 | Annexure Z | Inspect, test, record findings and provide a report.(Quarterly) | N/A
N | 5.9.16 | Annexure Z | Inspect, test, service, clean, record findings and provide a report. (Annually) | N/A
| 5.9.9.8 |  | DUCTWORK AND ANCILLARIES
A | 5.9.17 | Annexure AA | Inspect, test, record findings and provide a report.(Monthly) | N/A
B | 5.9.17 | Annexure AA | Inspect, test, clean, record findings and provide a report.(Quarterly) | N/A
C | 5.9.17 | Annexure AA | Inspect, test, service, clean, record findings and provide a report. (Annually) | N/A
| 5.9.9.9 |  | AIR HANDLING UNITS
D | 5.9.18 | Annexure AB | Inspect, test, clean, record findings and provide a report. (Monthly) | N/A
E | 5.9.18 | Annexure AB | Inspect, test, service, clean, record findings and provide a report.(Quarterly) | N/A
F | 5.9.18 | Annexure AB | Inspect, test, service, clean, record findings and provide a report.(Annually) | N/A
| 5.9.9.10 |  | FANS
G | 5.9.19 | Annexure AC | Clean extractor canopy filters, record findings and provide a report. (Weekly) | N/A
H | 5.9.19 | Annexure AC | Inspect, test, record findings and provide a report. (Monthly) | N/A
J | 5.9.19 | Annexure AC | Inspect, test, service, clean kitchen extract ducting, record findings and provide a report. (Quarterly) | N/A
K | 5.9.19 | Annexure AC | Inspect, test, service, clean, record findings and provide a report. (Annually) | N/A
| 5.9.9.11 |  | FIRE CRITICAL EQUIPMENT
L | 5.9.20 | Annexure AD | Inspect, test, record findings and provide a report. (Monthly) | No. | 59 |  | 0
M | 5.9.20 | Annexure AD | Inspect, test, record findings and provide a report. (Quarterly) | No. | 20 |  | 0
N | 5.9.20 | Annexure AD | Inspect, test, service, record findings and provide a report. (Annually) | No. | 5 |  | 0
| 5.9.9.12 |  | PACKAGE, SPLIT AND WATER COOLED UNITS
A | 5.9.21 | Annexure AE | Inspect, test, clean, record findings and provide a report. (Monthly) | No. | 59 |  | 0
B | 5.9.21 | Annexure AE | Inspect, test, clean, record findings and provide a report. (Quarterly) | No. | 20 |  | 0
C | 5.9.21 | Annexure AE | Inspect, test, service, clean, record findings and provide a report. (Annually) | No. | 5 |  | 0
| 5.9.9.13 |  | SWITCHBOARDS
D | 5.9.22 | Annexure AF | Inspect, test, service, record findings and provide a report. (Monthly) | N/A
E | 5.9.22 | Annexure AF | Inspect, test, record findings and provide a report. (Quarterly) | N/A
F | 5.9.22 | Annexure AF | Inspect, test, record findings and provide a report. (Annually) | N/A
| 5.9.9.14 |  | NON-BMS CONTROLS
G | 5.9.23 | Annexure AG | Inspect, test, record findings and provide a report. (Monthly) | N/A
H | 5.9.23 | Annexure AG | Inspect, test, service, clean, record findings and provide a report. (Annually) | N/A
| 5.1 |  | BUILDING MANAGEMENT SYSTEM
J |  | No schedule Reference | Monitor the BMS Control Room between the hours of 08h00 – 18h00 Monday to Friday excluding public holidays. (Ongoing) | N/A
K | 5.10.9 | Annexure AH | Inspect, test and provide a report. (Monthly) | N/A
L | 5.10.9 | Annexure AH | Inspect, test, clean and provide a report. (Quarterly) | N/A
M | 5.10.9 | Annexure AH | Inspect, test, clean and provide a report. (Annually) | N/A
| 5.11 |  | FIRE PROTECTION SERVICES
| 5.11.3 |  | FIRE SPRINKLER SYSTEMS
A | 5.11.3.5 | Schedule AI | Inspect, test and record findings. (Daily) | No. | 1750 |  | 0
B | 5.11.3.6 | Schedule AJ | Inspect, test and record findings. (Weekly) | No. | 256 |  | 0
C | 5.11.3.7 | Schedule AK | Inspect, test, clean, service, record findings and provide a report. (Quarterly) | No. | 20 |  | 0
D | 5.11.3.8 | Schedule AL | Inspect, test, record findings and provide a report. (Every six (6) months) | No. | 10 |  | 0
E | 5.11.3.9 | Schedule AM | Inspect, test, record findings and provide a report. (Annually) | No. | 5 |  | 0
F | 5.11.3.10 | Schedule AN | Inspect, test, clean, service, record findings and provide a report. (Every three (3) years) | No. | 2 |  | 0
G | 5.11.3.11 | Schedule AO | Inspect, test, clean, service, record findings and provide a report. (Every fifteen (15) years) | No. | 1 |  | 0
| 5.11.4 |  | FIRE HOSE REELS AND HYDRANTS
H | 5.11.4.7 | Schedule AP | Inspect, recording findings and provide an updated register. (Weekly) | No. | 256 |  | 0
J | 5.11.4.7 | Schedule AP | Inspect, clean, record findings and provide an updated register. (Monthly) | No. | 59 |  | 0
K | 5.11.4.7 | Schedule AP | Inspect, service, record findings and provide an updated register. (Annually) | No. | 5 |  | 0
| 5.11.5 |  | FIRE EXTINGUISHERS
L | 5.11.5.6 | Schedule AQ | Inspect, record findings and provide an updated register. (Monthly) | No. | 59 |  | 0
M | 5.11.5.6 | Schedule AQ | Inspect, service, record findings and provide an updated register. (Annually) | No. | 5 |  | 0
N | 5.11.5.6 | Schedule AQ | Inspect, hydrostatically pressure test, record findings and provide an updated register. (Every five (5) years) | No. | 1 |  | 0
O | 5.11.5.6 | Schedule AQ | Inspect, hydrostatically pressure test, record findings and provide an updated register. (Every ten (10) years) | No. | 1 |  | 0
| 5.11.6 |  | FIRE BLANKETS
A |  | No schedule Reference | Inspect, record findings and provide an updated register. (Monthly) | N/A
B |  | No schedule Reference | Inspect, service, record findings and provide an updated register. (Annually) | N/A
| 5.11.7 |  | BREATHING APPARATUS
C |  | No schedule Reference | Inspect, record findings and provide an updated register. (Monthly) | N/A
D |  | No schedule Reference | Inspect, service, record findings and provide an updated register. (Annually) | N/A
| 5.11.8 |  | EMERGENCY ESCAPE ROUTES, EXIT DOORS, STAIRWELLS, ETC.
E | 5.11.8.4 | Schedule AR | Inspect, record findings and provide a report. (Monthly) | No. | 59 |  | 0
| 5.12 |  | LIFE SAFETY ELECTRONIC SYSTEMS
| 5.12.3 |  | FIRE DETECTION AND ALARM, GAS CONTROL SYSTEMS
F | 5.12.3.2 | Schedule AS | Inspect, test, record findings and provide a report. (Weekly) | No. | 256 |  | 0
G | 5.12.3.2 | Schedule AS | Inspect, test, record findings and provide a report. (Monthly) | No. | 59 |  | 0
H | 5.12.3.2 | Schedule AS | Inspect, test, record findings and provide a report. (Quarterly) | No. | 20 |  | 0
J | 5.12.3.2 | Schedule AS | Inspect, test, record findings and provide a report. (Annually) | No. | 5 |  | 0
| 5.12.4 |  | VOICE ACTIVATION SYSTEMS
K | 5.12.4.2 | Schedule AT | Inspect, test, record findings and provide a report. (Weekly) | No. | 256 |  | 0
L | 5.12.4.2 | Schedule AT | Inspect, test, record findings and provide a report. (Quarterly) | No. | 20 |  | 0
M | 5.12.4.2 | Schedule AT | Inspect, test, record findings and provide a report. (Annually) | No. | 5 |  | 0
| 5.12.5 |  | EMERGENCY COMMUNICATION SYSTEM
A | 5.12.5.2 | Schedule AU | Inspect, test, record findings and provide a report. (Weekly) | No. | 256 |  | 0
B | 5.12.5.2 | Schedule AU | Inspect, test, record findings and provide a report. (Quarterly) | No. | 20 |  | 0
C | 5.12.5.2 | Schedule AU | Inspect, test, record findings and provide a report. (Annually) | No. | 5 |  | 0
| 5.12.6 |  | REMRAD SYSTEMS
D |  | No schedule Reference | Undertake a manual test to ensure the equipment is functional, the signal is received and the responses are audible. Record the findings and provide a report. (Weekly) | N/A
E |  | No schedule Reference | Undertake a fire condition simulation by activating three (3) smoke detectors to ensure the equipment is functional and the signal is received automatically without any manual intervention. Record the findings and provide a report. Notify the CoCT Goodwood Fire Station prior to the simulation. (Monthly) | N/A
F |  | No schedule Reference | Obtain the relevant log information. The logs shall be used as further evidence of testing, failures, alarms, etc. that have taken place. (Monthly) | N/A
G |  | No schedule Reference | Inspect and service the system. (Quarterly) | N/A
H |  | No schedule Reference | Pay the licencing fee. (Quarterly) | N/A
| 5.13 |  | LIQUID PETROLEUM GAS INSTALLATIONS
| 5.13.7 |  | EXTERNAL LPG BANKS
J |  | No schedule Reference | Inspect, clean, record findings and provide a report. (Every two (2) weeks) | N/A
K |  | No schedule Reference | Inspect, clean, service, record finding and provide a report. (Quarterly) | N/A
L |  | No schedule Reference | Provide a COC for each external LPG installation (during December of each year). (Annually) | N/A
| 5.13.8 |  | FLAME OF REMEMBRANCE
A |  | No schedule Reference | All-inclusive preventative and corrective maintenance requirements including the supply and delivery of LPG, re-ignition of flame, cleaning and repairs to the immediate surrounding infrastructure (e.g. cage, signage, etc.), spares, etc. (e.g. cage, signage, etc.). Provide a monthly report. (Monthly) | N/A
B |  | No schedule Reference | Provide a COC (during December of each year). (Annually) | N/A
| 5.14 |  | COMMERCIAL CATERING APPLIANCES
C |  | No schedule Reference | Inspect, clean, check connections, service, record findings and provide a report. (Quarterly) | N/A
| 5.15 |  | DOMESTIC APPLIANCES
D |  | No schedule Reference | Inspect, clean, check connections, service, record findings and provide a report. (Quarterly) | N/A
| 5.16 |  | LIFTS
E |  | No schedule Reference | Comprehensive Repair and Maintenance Contracts. Lifts shall be inspected and serviced as required including all repairs and replacements of components. This shall include but not be limited to lift shafts, internal and externals of the lift car, lift motor room, power distribution systems, etc. (Monthly) | N/A
F |  | No schedule Reference | An appropriately qualified and registered independent lift inspector shall inspect the lifts, issue the findings, inspect the work until is it appropriately completed and issue a revised findings report, all within the regulated period. (Annually) | N/A
| 5.18 |  | HANDYMAN SERVICES
A |  | No schedule Reference | Handyman Services shall include labour, tools, appropriate consumables and supplies necessary to complete the tasks for general building infrastructure, plumbing and drainage, electrical, HVAC and Fire Services. E.g. consumables and supplies could include but not be limited to random screws, washers, nails, nuts, bolts, drywall anchors, fasteners, zip ties, adhesives, caulking, sealants, glues, staples, electrical tape, masking tape, thread seal tape, duct tape, wall patch / wood filler, shims, rags, wire connectors, popsicle / craft sticks, picture hanging wire, batteries, etc. (Ongoing) | No. | 59 |  | 0
| 5.19 |  | GENEAL SERVICES
| 5.19.1.1 |  | FUEL FIRED BOILERS
B |  | No schedule Reference | Inspect, test and service. (Every three (3) years) | N/A
| 5.19.1.2 |  | ELECTRODE BOILERS
C |  | No schedule Reference | Inspect, test and service. (Every three (3) years) | N/A
| 5.19.1.3 |  | PRESSURE VESSELS
D |  | No schedule Reference | Inspect, test and service. (Every three (3) years) | N/A
| 5.19.1.4 |  | PUMPS (ELECTRICAL)
E |  | No schedule Reference | Inspect, test and service. (Quarterly) | N/A
| 5.19.1.5 |  | PUMPS (MECHANICAL)
F |  | No schedule Reference | Inspect, test and service. (Quarterly) | N/A
| 5.19.1.6 |  | AUTOMATED SLIDING DOORS
G |  | No schedule Reference | Inspect, test and service. (Quarterly) | N/A
| 5.19.1.7 |  | AUTOMATED ROLLER SHUTTER DOORS
H |  | No schedule Reference | Inspect, test and service. (Quarterly) | N/A
| 5.19.1.8 |  | AUTOMATED SLIDING GATES
A |  | No schedule Reference | Inspect, test and service. (Quarterly) | N/A
| 6 |  | SERVICE 4: CIVILS
| 6.13.1 |  | STORM WATER DRAINAGE SYSTEMS
B |  | No schedule Reference | High pressure clean, inspect with a camera and where necessary use a drain auger to remove any blockages, tree roots, etc. Re-inspect with a camera. They shall be left free of sediment, debris or any other foreign materials. (Monthly) | N/A
| 6.13.2 |  | SOIL DRAINAGE SYSTEMS
C |  | No schedule Reference | Clean all drainage systems by removing grates, remove all sediment, debris or any other foreign materials, re-install grates. (Monthly) | N/A
| 8 |  | SERVICE 6: GROUNDS UPKEEP AND LANDSCAPE HORTICULTURE
| 8.8 |  | GROUNDS UP KEEP
| 8.8.12 |  | PATROL CLEANING
D |  | No schedule Reference | Pick-up, collect and dispose of all litter, debris, packets, leaves, etc. to ensure the grounds are clean, neat and tidy. (Ongoing) | N/A
| 8.8.13 |  | HARD SURFACE CLEANING
E |  | No schedule Reference | Hard surfaces shall be swept and cleaned appropriately to ensure they are free from all stains, debris and atmospheric pollution, accidental spillage of material, bird droppings and the like. (Ongoing) | N/A
| 8.8.14 |  | HARD SURFACE WEED CONTROL
F |  | No schedule Reference | Weed removal shall be undertaken by hand, after which an appropriate weed control material / product shall be used to retard weed growth. (Ongoing) | N/A
| 8.8.15 |  | WATER FEATURES
A |  | No schedule Reference | Inspect, clean and ensure they are free of sediment, debris or any other foreign matter. (Ongoing) | N/A
| 8.9 |  | LANDSCAPE HORTICULTURE
| 8.9.9 |  | ROUTINE LANDSCAPE HORTICULTURE SERVICES
B |  | No schedule Reference | Routine day-to-day landscaping horticulture: Ensure that the landscaped areas are clean, neat and free of weeds. All plant specimens shall be kept to a height and form that is safe and appropriate for its type and location of planting. All plants specimens shall be provided with sufficient water, compost, fertiliser, etc. Note: This encompasses the complete requirement and specification for Landscaping Horticulture unless specified separately elsewhere. (Ongoing) | N/A
| 8.9.9.6.1 |  | IRRIGATION AND WATERING
C |  | No schedule Reference | All sprinkler nozzles shall be inspected for blockages, cleaned, serviced and where necessary realigned for optimal functioning. (Monthly) | N/A
D |  | No schedule Reference | Controllers shall be tested, cleaned, serviced and timer settings confirmed. (Quarterly) | N/A
| 8.9.9.6.10 |  | WATER FEATURES
E |  | No schedule Reference | Empty the water feature for routine maintenance of tiling, plastering and painting, waterproofing, the webbing installed for the squirrels, lighting, pumps, ensure the day / night timer to switch lights on / off are appropriate to the seasons, refill the feature, etc. and ensure the water feature is fully commissioned. Return plants and other to the water feature. (Quarterly) | N/A
| 9 |  | SERVICE 7: CLEANING AND HYGIENE
| 9.6 |  | ROUTINE BUILDING CLEANING
A |  | No schedule Reference | Routine day-to-day cleaning: Provide routine day-to-day cleaning that enhances the facilities using the best known cleaning practices and equipment available including rigorous standards of professionalism, descipline and in a manner that minimises all forms of discruptions and noise to the occupants. Note: This encompassess the complete requirement and specification unless specified separately elsewhere. (Ongoing) | N/A
| 9.7 |  | SCHEDULED CLEANING
B |  | No schedule Reference | Internal window cleaning (Quarterly) | No. | 20 |  | 0
C |  | No schedule Reference | Deep Cleaning: Bathrooms (Quarterly) | No. | 20 |  | 0
D |  | No schedule Reference | Deep Cleaning: Commercial Kitchen and associated areas (Quarterly) | N/A
E |  | No schedule Reference | Deep Cleaning: Emergency stairwells (Quarterly) | No. | 20 |  | 0
F |  | No schedule Reference | Deep clean lift foyers and lifts (Quarterly) | N/A
|  | No schedule Reference | Deep clean walk-off mats (Quarterly) | N/A
| 9.8 |  | HYGIENE SERVICES
| 9.8.2 |  | SANITARY BIN SERVICE
G |  | No schedule Reference | Remove liner containing waste and replace with a clean liner. (Every seven (7) days) | N/A
H |  | No schedule Reference | Remove liner containing waste and replace with a clean liner. (Every fourteen (14) days) | N/A
| 9.8.3 |  | COVID-19 SANITISER UNITS AND CONSUMABLES
|  | No schedule Reference | Supply and re-fill consumables (Ongoing) | N/A
| 9.9 |  | GENERAL SERVICES
ROUTINE PLANTROOM CLEANING
A | 9.9.3 | No schedule Reference | Inspect, clean and record all related activities (Ongoing) | N/A
| 10 |  | SERVICE 8: ENVIRONMENTAL SERVICES
| 10.9 |  | WASTE MANAGEMENT
B |  | No schedule Reference | Compactor shall be removed, emptied, cleaned and retuned as required but not less than once a week. This shall take place before 07h00 or after 18h00 to ensure minimum disruption to the applicable entrances / exits. (Ongoing) | N/A
C |  | No schedule Reference | The compactor area, other waste areas and wheelie bins shall be cleaned as often as required but not less than twice a week with non-potable water from an off-site location until suitable non-potable water is available on site. This shall take place before 07h00 or after 18h00 to ensure minimum disruption to the applicable entrances / exits. (Ongoing) | N/A
D |  | No schedule Reference | The compactor shall be removed before 07h00 on the day before SONA and returned before 07h00 the day after SONA. (Annually + 1) | N/A
E |  | No schedule Reference | All other food waste shall be transported to a licensed facility for incineration and a disposal certificate provided. (Ongoing) | N/A
F |  | No schedule Reference | Remove waste, clean fat trap and dispose of the waste at a licensed facility and provide a disposal certificate. (Weekly) | N/A
G |  | No schedule Reference | Collect, separate and transport all waste identified for recycling to a licensed facility for further sorting and recycling. Provide a disposal certificate. (Ongoing) | N/A
H |  | No schedule Reference | Medical waste shall be collected and transported by a licenced SP to a licensed medical waste disposal facility for incineration and provide a disposal certificate. (Every two (2) weeks) | No. | 128 |  | 0
| 10.9.14 |  | INDUSTRIAL SHREDDER AND PAPER RECYCLING
A |  | No schedule Reference | Transport the shredded paper to a licenced facility and obtain a certificate of disposal. (Weekly) | N/A
B |  | No schedule Reference | Provide a competent operator and shred paper as required. (Ongoing) | N/A
C |  | No schedule Reference | Clean and service the Industrial Shredder. (Quarterly) | N/A
| 10.1 |  | PEST CONTROL
D |  | No schedule Reference | Plan, schedule and undertake general building pest control. (Every nine (9) weeks) | No. | 29 |  | 0
E |  | No schedule Reference | Plan, schedule and undertake pest control in the Art Stores. Treatment shall include light spray for cockroaches, gel for silver fish, check for borer beetle, check for moths, small flies, etc. and treat as required. (Every twelve (12) weeks) | N/A
F |  | No schedule Reference | Re-fill tamper proof bait boxes, re-secure signage and bait boxes where necessary and update register. (Monthly) | No. | 59 |  | 0
G |  | No schedule Reference | Plan, schedule and undertake pest control in pump rooms. (Monthly) | N/A
H |  | No schedule Reference | Plan, schedule and undertake pest control in commercial kitchens and associated areas. (Monthly) | N/A
J |  | No schedule Reference | Plan, schedule and undertake pest control in areas (after the areas and wheelie bins have been high pressure washed). (Every two (2) weeks) | N/A
K |  | No schedule Reference | Plan, schedule and undertake pest control in basement parking areas, basements in general and all basement plant rooms. (Quarterly) | N/A
L |  | No schedule Reference | Plan, schedule and undertake pest control all chambers and Committee Rooms (after scheduled cleaning). (Quarterly) | N/A
M |  | No schedule Reference | Plan, schedule and undertake pest control in all internal emergency stairwells (after scheduled cleaning). (Quarterly) | No. | 20 |  | 0
| 11 |  | SERVICE 9: CEREMONIAL SERVICES
A |  | No schedule Reference | Co-ordinate and hand over consolidated Health and Safety Files in collaboration with the DPWI SPs appointed specifically for this event. (Annually + 1) | N/A
B |  | No schedule Reference | Provide a detailed closeout report of the event. (Annually + 1) | N/A
|  |  | Total Carried to Final Summary |  |  | R

## Bill No. 11 - Good Hope Bldg
Item No. | Clause Ref: | Schedule Ref: |  | Unit | Qty | Rate | Amount
BILL NO. 11
GOOD HOPE BUILDING
The Extent of the area is approximately 3,160 m². The building consists of 2 floors, a ground and first floor with landscaped court yards and an external court yard. The ground floor houses a fully fitted dining room, kitchen facilities and “President Council Chambers”. There are also two conference rooms, a bar, an outside dining courtyard and lounging facilities on the ground floor. This building has 12 male and female toilets. Only 2 of these toilets at the entrance foyer are disable persons friendly. The Good Hope building is a heritage building and is situated on the South Western end of Stal Plein next to Tuynhuys.
-----------------------------
SUPPLEMENTARY PREAMBLES
Tenderers are referred to the following sections and/or annexures before pricing this bill.
| Volume 3 |  | Part C1: Agreement and Contract Data
| Part C1.2 |  | Contract Data – Facilities Management -DPW-04(FM)
| Part C1.3 |  | Conditions of Contract – PA-10(FM)
| Part C1.4 |  | Amendments to Standard Conditions of Contract
| Part C1.5 |  | Special Conditions of Contract
| Volume 3 |  | Part C2: Pricing Data
| Part C2.1 |  | Pricing Instructions (PG-02.1 EC)
| Volume 3 |  | Part C3: Scope of Work
| Part C3.2 |  | Scope of Work
| Volume 3 |  | Preventative Maintenance Matrix of Services
| Part C3.3 |  | Tenderers are referred to the Matrix of Services for required services applicable to individual buildings / facilities applicable to this contract.
| Volume 3 |  | Service Level Agreement and Priority Table
| Part C3.4 |  | Tenderers are referred to Service Level Agreement and Priority Table for availability and performance requirements applicable to this contract.
| Volume 3 |  | Penalty Schedule
| Part C3.5 |  | Tenderers are referred to Penalty Schedule applicable to this contract.
| Volume 3 |  | Contract Participation Goals and cidb Build Progamme
| Part C3.6 |  | Tenderers are referred to Contract Participation Goals and cidb Build Programme applicable to this contract.
| Volume 3 |  | Health and Safety Requirements
| Part C3.7 |  | Tenderers are referred to Health and Safety requirements applicable to this contract.
| Volume 3 |  | HIV/AIDS Specification (PW 1544)
| Part C3.8 |  | Tenderers are referred to HIV/AIDS Specification (PW 1544) applicable to this contract.
Notes on pricing
The Tenderer shall view the site and all existing structures thereon and make himself thoroughly acquainted with the conditions under which the works / services are to be done, the means of access to the works, the condition of the roads, the nature of the site and generally with all matters which may influence the contract and any restrictions or conditions which may be imposed by the employer and/or local authority.
No claim for any extras in connection with the position, conditions or circumstances of the work or siting of temporary structures, etc will be entertained.
-----------------------------
| 4 |  | SERVICE 2: BUILDING INFRASTRUCTURE
| 4.8 |  | EXTERNAL: CLEANING
A |  | No schedule Reference | Remove debris, litter and fouling from roof surfaces including waterproofing, gutters, down pipes, full bores etc. and any other type of roof, courtyard or patio covering, etc., to prevent the ingress of water and ensure they are left clean and stain free. This shall include including bird netting.(Monthly) | No. | 59 |  | 0
B |  | No schedule Reference | Remove debris, litter and fouling from boundary and free-standing walls, fencing, railings, pillars, signage, roof surfaces and walls of guard houses, etc. and ensure they are left clean and stain free. (Quarterly) | N/A
C |  | No schedule Reference | Remove debris, litter and fouling from façades, balconies (ground and upper levels), windows, window ledges, shutters, shop front type entrance / exits, external emergency staircases, entrance and exit stairs, landings, patios, balustrades, signage, etc. to ensure they are clean and stain free. Windows shall be dried and bear no evidence of residual cleaning materials / products, smears, run marks, stains or finger marks, etc. (Quarterly) | No. | 20 |  | 0
D |  | No schedule Reference | Using suitable camera equipment and/or by other means, ensure that all down pipes (surface mounted or encased in concrete) are checked for blockages. Blockages shall be removed without causing damage. The downpipes shall be inspected for signs of corrosion, leaks, etc. Provide a report and before / after dated and time stamped photos and videos including recommendations for further work. (Quarterly) | No. | 20 |  | 0
| 4.11 |  | LEATHER REPAIRS
E |  | No schedule Reference | Inspect all applicable leather items for repairs, buttons replacements, minor leather replacements, etc., provide a report and a quotation based on the schedule of rates for further action. (Quarterly) | No. | 20 |  | 0
| 4.13 |  | FLAG POLES
A |  | No schedule Reference | Inspect the rope, pulleys and toggles, paint or varnish poles and associated infrastructure, etc. and provide a report including before and after date and time stamped photos (December, March, June and September). (Quarterly) | No. | 20 |  | 0
B |  | No schedule Reference | Supply and install new ropes, new pulleys, new cleats and new toggles (December). (Annually) | No. | 5 |  | 0
| 5 |  | SERVICE 3: TECHNICAL SERVICES
| 5.8 |  | ELECTRICAL SERVICES
| 5.8.5 |  | MEDIUM VOLTAGE NETWORK (SUBSTATIONS, TRANSFORMERS, RING MAIN UNIT, BTUs, ETC.)
A | 5.8.5.9 | Schedule A | Substations - Inspect, record findings and provide a report. (Quarterly) | N/A
B | 5.8.5.10 | Schedule B | MV Switchgear - Inspect, record findings and provide a report. (Quarterly) | N/A
C | 5.8.5.11 | Schedule C | LV Boards - Inspect, record findings and provide a report. (Quarterly) | N/A
D | 5.8.5.12 | Schedule D | Transformers - Inspect, record findings and provide a report. (Quarterly) | N/A
E | 5.8.5.13 | Schedule E | BTUs - Inspect, clean, service, record findings and provide a report. (Monthly) | N/A
F |  | No schedule Reference | MV Power Factor Equipment - Inspect, record findings and provide a report. (Quarterly) | N/A
G | 5.8.5.14 | Schedule F | Ring Main Unit - Inspect, clean, service, record findings and provide a report. (Annually) | N/A
H | 5.8.5.15 | Schedule G | Transformers: Dry Type Transformers - Inspect, clean, service, record findings and provide a report. (Annually) | N/A
J | 5.8.5.16 | Schedule H | Transformers: Free Breathing Oil Filled Transformers - Inspect, clean, service, record findings and provide a report. (Annually) | N/A
K | 5.8.5.17 | Schedule I | Transformers: Sealed Oil Filled Transformers - Inspect, clean, service, record findings and provide a report. (Annually) | N/A
L | 5.8.5.18 | Schedule J | ABB SAFERING CCMVVVVSVVV, CVVVV, CCFF, CFFFF, CCC - Inspect, clean, service, record findings and provide a report. (Annually) | N/A
M |  | No schedule Reference | MW Power Factor Equipment - Inspect, clean, service, record findings and provide a report. (Annually) | N/A
A |  | No schedule Reference | Liaise with CoCT prior to the scheduled work to ensure that the work completed by CoCT is managed in a way that minimises a total power outage ensuring all services including Security Service interruptions are minimised or not interrupted at all. (Every three (3) years) | N/A
| 5.8.6 |  | STANDBY GENERATORS
B | 5.8.6.12 | Schedule K | Inspect, off load test, record findings and provide a report. (Weekly) | N/A
C | 5.8.6.12 | Schedule K | Inspect, load test, record findings and provide a report. (Quarterly) | N/A
D | 5.8.6.12 | Schedule K | Inspect, service, load test, record findings and provide a report. (Annually) | N/A
E |  | No schedule Reference | Bulk Diesel Tanks (2x): Obtain one (1) sample annually from the bottom of each of the bulk diesel tanks, have it tested at an accredited laboratory and provide the test results. (Annually + 1) | N/A
F | 5.8.6.13 | Schedule L | Duvalco FMS: Inspect, service, record findings and provide a report. (Monthly) | N/A
G | 5.8.6.13 | Schedule L | Duvalco FMS: Supply and install new Duvalco BFS Red cartridge. (Quarterly) | N/A
| 5.8.7 |  | UNINTERRUPTED POWER SUPPLY
H | 5.8.7.5 | Schedule M | Inspect, clean, service, test and record information for the UPS and the batteries. (Monthly) | No. | 59 |  | 0
| 5.8.8 |  | DISTRIBUTION BOARDS
J | 5.8.8.9 | Schedule N | Inspect, test and record findings. (Monthly) | No. | 59 |  | 0
K | 5.8.8.9 | Schedule N | Inspect, test, where necessary label and record findings. (Quarterly) | No. | 20 |  | 0
L | 5.8.8.9 | Schedule N | Inspect, test, service, do thermal scan, repair, tighten, re-do thermal scan, record findings and provide a report. (Annually) | No. | 5 |  | 0
| 5.8.9 |  | GENERAL SERVICES
A | 5.8.9.7 | Schedule O | Lights and light fittings: Inspect, test, repair and record findings. (Every six (6) months) | No. | 10 |  | 0
B | 5.8.9.8 | Schedule P | Emergency lights: Inspect, test, repair and record findings. (Quarterly) | No. | 20 |  | 0
C | 5.8.9.9 | Schedule Q | Power outlets: Inspect, test, repair and record findings. (Every six (6) months) | No. | 10 |  | 0
D | 5.8.9.10 | Schedule R | Power skirting: Inspect, test, repair and record findings. (Every six (6) months) | No. | 10 |  | 0
E | 5.8.9.11 | Schedule S | Isolators and fixed equipment: Inspect, test, repair and record findings. (Quarterly) | No. | 20 |  | 0
| 5.9 |  | HEATING VENTILATION AND COOLING
| 5.9.9.1 |  | WATER COOLED CHILLER AND AIR COOLED CHILLER
F | 5.9.10 | Annexure T | Inspect, test, record findings and provide a report.(Monthly) | N/A
G | 5.9.10 | Annexure T | Inspect, test, clean, record findings and provide a report. (Quarterly) | N/A
H | 5.9.10 | Annexure T | Inspect, service, clean, take samples, test, record findings and provide a report. (Annually) | N/A
| 5.9.9.2 |  | COOLING TOWER AND CLOSED CIRCUIT COOLER
J | 5.9.11 | Annexure U | Inspect, test, clean, service, record findings and provide a report. (Monthly) | N/A
K | 5.9.11 | Annexure U | Inspect, test, clean, record findings and provide a report.(Quarterly) | N/A
L | 5.9.11 | Annexure U | Inspect, test, service clean, record findings and provide a report.(Annually) | N/A
| 5.9.9.3 |  | WATER TREATMENT PLANT
A | 5.9.12 | Annexure V | Inspect, test, clean, service, record findings and provide a report.(Monthly) | N/A
B | 5.9.12 | Annexure V | Take samples, test and provide a report.(Quarterly) | N/A
C | 5.9.12 | Annexure V | Inspect, supply chemicals, record findings and provide a report.(Annually) | N/A
| 5.9.9.4 |  | PUMPS
D | 5.9.13 | Annexure W | Inspect, test, record findings provide a report.(Monthly) | N/A
E | 5.9.13 | Annexure W | Inspect, test, clean, service, record findings and provide a report.(Quarterly) | N/A
F | 5.9.13 | Annexure W | Inspect, test, service, clean, record findings and provide a report.(Annually) | N/A
| 5.9.9.5 |  | PRESSURE TANKS
G | 5.9.14 | Annexure X | Inspect, test, record findings and provide a report.(Quarterly) | N/A
H | 5.9.14 | Annexure X | Inspect, test, service, clean, record findings and provide a report.(Annually) | N/A
| 5.9.9.6 |  | MAKE UP TANKS
J | 5.9.15 | Annexure Y | Inspect, test, record findings and provide a report.(Quarterly) | N/A
K | 5.9.15 | Annexure Y | Inspect, test, service, clean, record findings and provide a report.(Annually) | N/A
| 5.9.9.7 |  | PIPEWORK AND ANCILLARIES
L | 5.9.16 | Annexure Z | Inspect, test, clean, record findings and provide a report.(Monthly) | N/A
M | 5.9.16 | Annexure Z | Inspect, test, record findings and provide a report.(Quarterly) | N/A
N | 5.9.16 | Annexure Z | Inspect, test, service, clean, record findings and provide a report. (Annually) | N/A
| 5.9.9.8 |  | DUCTWORK AND ANCILLARIES
A | 5.9.17 | Annexure AA | Inspect, test, record findings and provide a report.(Monthly) | N/A
B | 5.9.17 | Annexure AA | Inspect, test, clean, record findings and provide a report.(Quarterly) | N/A
C | 5.9.17 | Annexure AA | Inspect, test, service, clean, record findings and provide a report. (Annually) | N/A
| 5.9.9.9 |  | AIR HANDLING UNITS
D | 5.9.18 | Annexure AB | Inspect, test, clean, record findings and provide a report. (Monthly) | N/A
E | 5.9.18 | Annexure AB | Inspect, test, service, clean, record findings and provide a report.(Quarterly) | N/A
F | 5.9.18 | Annexure AB | Inspect, test, service, clean, record findings and provide a report.(Annually) | N/A
| 5.9.9.10 |  | FANS
G | 5.9.19 | Annexure AC | Clean extractor canopy filters, record findings and provide a report. (Weekly) | No. | 256 |  | 0
H | 5.9.19 | Annexure AC | Inspect, test, record findings and provide a report. (Monthly) | No. | 59 |  | 0
J | 5.9.19 | Annexure AC | Inspect, test, service, clean kitchen extract ducting, record findings and provide a report. (Quarterly) | No. | 20 |  | 0
K | 5.9.19 | Annexure AC | Inspect, test, service, clean, record findings and provide a report. (Annually) | No. | 5 |  | 0
| 5.9.9.11 |  | FIRE CRITICAL EQUIPMENT
L | 5.9.20 | Annexure AD | Inspect, test, record findings and provide a report. (Monthly) | No. | 59 |  | 0
M | 5.9.20 | Annexure AD | Inspect, test, record findings and provide a report. (Quarterly) | No. | 20 |  | 0
N | 5.9.20 | Annexure AD | Inspect, test, service, record findings and provide a report. (Annually) | No. | 5 |  | 0
| 5.9.9.12 |  | PACKAGE, SPLIT AND WATER COOLED UNITS
A | 5.9.21 | Annexure AE | Inspect, test, clean, record findings and provide a report. (Monthly) | No. | 59 |  | 0
B | 5.9.21 | Annexure AE | Inspect, test, clean, record findings and provide a report. (Quarterly) | No. | 20 |  | 0
C | 5.9.21 | Annexure AE | Inspect, test, service, clean, record findings and provide a report. (Annually) | No. | 5 |  | 0
| 5.9.9.13 |  | SWITCHBOARDS
D | 5.9.22 | Annexure AF | Inspect, test, service, record findings and provide a report. (Monthly) | N/A
E | 5.9.22 | Annexure AF | Inspect, test, record findings and provide a report. (Quarterly) | N/A
F | 5.9.22 | Annexure AF | Inspect, test, record findings and provide a report. (Annually) | N/A
| 5.9.9.14 |  | NON-BMS CONTROLS
G | 5.9.23 | Annexure AG | Inspect, test, record findings and provide a report. (Monthly) | N/A
H | 5.9.23 | Annexure AG | Inspect, test, service, clean, record findings and provide a report. (Annually) | N/A
| 5.1 |  | BUILDING MANAGEMENT SYSTEM
J |  | No schedule Reference | Monitor the BMS Control Room between the hours of 08h00 – 18h00 Monday to Friday excluding public holidays. (Ongoing) | N/A
K | 5.10.9 | Annexure AH | Inspect, test and provide a report. (Monthly) | No. | 59 |  | 0
L | 5.10.9 | Annexure AH | Inspect, test, clean and provide a report. (Quarterly) | No. | 20 |  | 0
M | 5.10.9 | Annexure AH | Inspect, test, clean and provide a report. (Annually) | No. | 5 |  | 0
| 5.11 |  | FIRE PROTECTION SERVICES
| 5.11.3 |  | FIRE SPRINKLER SYSTEMS
A | 5.11.3.5 | Schedule AI | Inspect, test and record findings. (Daily) | No. | 1750 |  | 0
B | 5.11.3.6 | Schedule AJ | Inspect, test and record findings. (Weekly) | No. | 256 |  | 0
C | 5.11.3.7 | Schedule AK | Inspect, test, clean, service, record findings and provide a report. (Quarterly) | No. | 20 |  | 0
D | 5.11.3.8 | Schedule AL | Inspect, test, record findings and provide a report. (Every six (6) months) | No. | 10 |  | 0
E | 5.11.3.9 | Schedule AM | Inspect, test, record findings and provide a report. (Annually) | No. | 5 |  | 0
F | 5.11.3.10 | Schedule AN | Inspect, test, clean, service, record findings and provide a report. (Every three (3) years) | No. | 2 |  | 0
G | 5.11.3.11 | Schedule AO | Inspect, test, clean, service, record findings and provide a report. (Every fifteen (15) years) | No. | 1 |  | 0
| 5.11.4 |  | FIRE HOSE REELS AND HYDRANTS
H | 5.11.4.7 | Schedule AP | Inspect, recording findings and provide an updated register. (Weekly) | No. | 256 |  | 0
J | 5.11.4.7 | Schedule AP | Inspect, clean, record findings and provide an updated register. (Monthly) | No. | 59 |  | 0
K | 5.11.4.7 | Schedule AP | Inspect, service, record findings and provide an updated register. (Annually) | No. | 5 |  | 0
| 5.11.5 |  | FIRE EXTINGUISHERS
L | 5.11.5.6 | Schedule AQ | Inspect, record findings and provide an updated register. (Monthly) | No. | 59 |  | 0
M | 5.11.5.6 | Schedule AQ | Inspect, service, record findings and provide an updated register. (Annually) | No. | 5 |  | 0
N | 5.11.5.6 | Schedule AQ | Inspect, hydrostatically pressure test, record findings and provide an updated register. (Every five (5) years) | No. | 1 |  | 0
O | 5.11.5.6 | Schedule AQ | Inspect, hydrostatically pressure test, record findings and provide an updated register. (Every ten (10) years) | No. | 1 |  | 0
| 5.11.6 |  | FIRE BLANKETS
A |  | No schedule Reference | Inspect, record findings and provide an updated register. (Monthly) | No. | 59 |  | 0
B |  | No schedule Reference | Inspect, service, record findings and provide an updated register. (Annually) | No. | 5 |  | 0
| 5.11.7 |  | BREATHING APPARATUS
C |  | No schedule Reference | Inspect, record findings and provide an updated register. (Monthly) | N/A
D |  | No schedule Reference | Inspect, service, record findings and provide an updated register. (Annually) | N/A
| 5.11.8 |  | EMERGENCY ESCAPE ROUTES, EXIT DOORS, STAIRWELLS, ETC.
E | 5.11.8.4 | Schedule AR | Inspect, record findings and provide a report. (Monthly) | No. | 59 |  | 0
| 5.12 |  | LIFE SAFETY ELECTRONIC SYSTEMS
| 5.12.3 |  | FIRE DETECTION AND ALARM, GAS CONTROL SYSTEMS
F | 5.12.3.2 | Schedule AS | Inspect, test, record findings and provide a report. (Weekly) | No. | 256 |  | 0
G | 5.12.3.2 | Schedule AS | Inspect, test, record findings and provide a report. (Monthly) | No. | 59 |  | 0
H | 5.12.3.2 | Schedule AS | Inspect, test, record findings and provide a report. (Quarterly) | No. | 20 |  | 0
J | 5.12.3.2 | Schedule AS | Inspect, test, record findings and provide a report. (Annually) | No. | 5 |  | 0
| 5.12.4 |  | VOICE ACTIVATION SYSTEMS
K | 5.12.4.2 | Schedule AT | Inspect, test, record findings and provide a report. (Weekly) | No. | 256 |  | 0
L | 5.12.4.2 | Schedule AT | Inspect, test, record findings and provide a report. (Quarterly) | No. | 20 |  | 0
M | 5.12.4.2 | Schedule AT | Inspect, test, record findings and provide a report. (Annually) | No. | 5 |  | 0
| 5.12.5 |  | EMERGENCY COMMUNICATION SYSTEM
A | 5.12.5.2 | Schedule AU | Inspect, test, record findings and provide a report. (Weekly) | No. | 256 |  | 0
B | 5.12.5.2 | Schedule AU | Inspect, test, record findings and provide a report. (Quarterly) | No. | 20 |  | 0
C | 5.12.5.2 | Schedule AU | Inspect, test, record findings and provide a report. (Annually) | No. | 5 |  | 0
| 5.12.6 |  | REMRAD SYSTEMS
D |  | No schedule Reference | Undertake a manual test to ensure the equipment is functional, the signal is received and the responses are audible. Record the findings and provide a report. (Weekly) | N/A
E |  | No schedule Reference | Undertake a fire condition simulation by activating three (3) smoke detectors to ensure the equipment is functional and the signal is received automatically without any manual intervention. Record the findings and provide a report. Notify the CoCT Goodwood Fire Station prior to the simulation. (Monthly) | N/A
F |  | No schedule Reference | Obtain the relevant log information. The logs shall be used as further evidence of testing, failures, alarms, etc. that have taken place. (Monthly) | N/A
G |  | No schedule Reference | Inspect and service the system. (Quarterly) | N/A
H |  | No schedule Reference | Pay the licencing fee. (Quarterly) | N/A
| 5.13 |  | LIQUID PETROLEUM GAS INSTALLATIONS
| 5.13.7 |  | EXTERNAL LPG BANKS
J |  | No schedule Reference | Inspect, clean, record findings and provide a report. (Every two (2) weeks) | No. | 128 |  | 0
K |  | No schedule Reference | Inspect, clean, service, record finding and provide a report. (Quarterly) | No. | 20 |  | 0
L |  | No schedule Reference | Provide a COC for each external LPG installation (during December of each year). (Annually) | No. | 5 |  | 0
| 5.13.8 |  | FLAME OF REMEMBRANCE
A |  | No schedule Reference | All-inclusive preventative and corrective maintenance requirements including the supply and delivery of LPG, re-ignition of flame, cleaning and repairs to the immediate surrounding infrastructure (e.g. cage, signage, etc.), spares, etc. (e.g. cage, signage, etc.). Provide a monthly report. (Monthly) | N/A
B |  | No schedule Reference | Provide a COC (during December of each year). (Annually) | N/A
| 5.14 |  | COMMERCIAL CATERING APPLIANCES
C |  | No schedule Reference | Inspect, clean, check connections, service, record findings and provide a report. (Quarterly) | No. | 20 |  | 0
| 5.15 |  | DOMESTIC APPLIANCES
D |  | No schedule Reference | Inspect, clean, check connections, service, record findings and provide a report. (Quarterly) | N/A
| 5.16 |  | LIFTS
E |  | No schedule Reference | Comprehensive Repair and Maintenance Contracts. Lifts shall be inspected and serviced as required including all repairs and replacements of components. This shall include but not be limited to lift shafts, internal and externals of the lift car, lift motor room, power distribution systems, etc. (Monthly) | No. | 59 |  | 0
F |  | No schedule Reference | An appropriately qualified and registered independent lift inspector shall inspect the lifts, issue the findings, inspect the work until is it appropriately completed and issue a revised findings report, all within the regulated period. (Annually) | No. | 5 |  | 0
| 5.18 |  | HANDYMAN SERVICES
A |  | No schedule Reference | Handyman Services shall include labour, tools, appropriate consumables and supplies necessary to complete the tasks for general building infrastructure, plumbing and drainage, electrical, HVAC and Fire Services. E.g. consumables and supplies could include but not be limited to random screws, washers, nails, nuts, bolts, drywall anchors, fasteners, zip ties, adhesives, caulking, sealants, glues, staples, electrical tape, masking tape, thread seal tape, duct tape, wall patch / wood filler, shims, rags, wire connectors, popsicle / craft sticks, picture hanging wire, batteries, etc. (Ongoing) | No. | 59 |  | 0
| 5.19 |  | GENEAL SERVICES
| 5.19.1.1 |  | FUEL FIRED BOILERS
B |  | No schedule Reference | Inspect, test and service. (Every three (3) years) | N/A
| 5.19.1.2 |  | ELECTRODE BOILERS
C |  | No schedule Reference | Inspect, test and service. (Every three (3) years) | N/A
| 5.19.1.3 |  | PRESSURE VESSELS
D |  | No schedule Reference | Inspect, test and service. (Every three (3) years) | N/A
| 5.19.1.4 |  | PUMPS (ELECTRICAL)
E |  | No schedule Reference | Inspect, test and service. (Quarterly) | N/A
| 5.19.1.5 |  | PUMPS (MECHANICAL)
F |  | No schedule Reference | Inspect, test and service. (Quarterly) | N/A
| 5.19.1.6 |  | AUTOMATED SLIDING DOORS
G |  | No schedule Reference | Inspect, test and service. (Quarterly) | No. | 20 |  | 0
| 5.19.1.7 |  | AUTOMATED ROLLER SHUTTER DOORS
H |  | No schedule Reference | Inspect, test and service. (Quarterly) | N/A
| 5.19.1.8 |  | AUTOMATED SLIDING GATES
A |  | No schedule Reference | Inspect, test and service. (Quarterly) | N/A
| 6 |  | SERVICE 4: CIVILS
| 6.13.1 |  | STORM WATER DRAINAGE SYSTEMS
B |  | No schedule Reference | High pressure clean, inspect with a camera and where necessary use a drain auger to remove any blockages, tree roots, etc. Re-inspect with a camera. They shall be left free of sediment, debris or any other foreign materials. (Monthly) | N/A
| 6.13.2 |  | SOIL DRAINAGE SYSTEMS
C |  | No schedule Reference | Clean all drainage systems by removing grates, remove all sediment, debris or any other foreign materials, re-install grates. (Monthly) | N/A
| 8 |  | SERVICE 6: GROUNDS UPKEEP AND LANDSCAPE HORTICULTURE
| 8.8 |  | GROUNDS UP KEEP
| 8.8.12 |  | PATROL CLEANING
D |  | No schedule Reference | Pick-up, collect and dispose of all litter, debris, packets, leaves, etc. to ensure the grounds are clean, neat and tidy. (Ongoing) | N/A
| 8.8.13 |  | HARD SURFACE CLEANING
E |  | No schedule Reference | Hard surfaces shall be swept and cleaned appropriately to ensure they are free from all stains, debris and atmospheric pollution, accidental spillage of material, bird droppings and the like. (Ongoing) | N/A
| 8.8.14 |  | HARD SURFACE WEED CONTROL
F |  | No schedule Reference | Weed removal shall be undertaken by hand, after which an appropriate weed control material / product shall be used to retard weed growth. (Ongoing) | N/A
| 8.8.15 |  | WATER FEATURES
A |  | No schedule Reference | Inspect, clean and ensure they are free of sediment, debris or any other foreign matter. (Ongoing) | N/A
| 8.9 |  | LANDSCAPE HORTICULTURE
| 8.9.9 |  | ROUTINE LANDSCAPE HORTICULTURE SERVICES
B |  | No schedule Reference | Routine day-to-day landscaping horticulture: Ensure that the landscaped areas are clean, neat and free of weeds. All plant specimens shall be kept to a height and form that is safe and appropriate for its type and location of planting. All plants specimens shall be provided with sufficient water, compost, fertiliser, etc. Note: This encompasses the complete requirement and specification for Landscaping Horticulture unless specified separately elsewhere. (Ongoing) | N/A
| 8.9.9.6.1 |  | IRRIGATION AND WATERING
C |  | No schedule Reference | All sprinkler nozzles shall be inspected for blockages, cleaned, serviced and where necessary realigned for optimal functioning. (Monthly) | N/A
D |  | No schedule Reference | Controllers shall be tested, cleaned, serviced and timer settings confirmed. (Quarterly) | N/A
| 8.9.9.6.10 |  | WATER FEATURES
E |  | No schedule Reference | Empty the water feature for routine maintenance of tiling, plastering and painting, waterproofing, the webbing installed for the squirrels, lighting, pumps, ensure the day / night timer to switch lights on / off are appropriate to the seasons, refill the feature, etc. and ensure the water feature is fully commissioned. Return plants and other to the water feature. (Quarterly) | N/A
| 9 |  | SERVICE 7: CLEANING AND HYGIENE
| 9.6 |  | ROUTINE BUILDING CLEANING
A |  | No schedule Reference | Routine day-to-day cleaning: Provide routine day-to-day cleaning that enhances the facilities using the best known cleaning practices and equipment available including rigorous standards of professionalism, descipline and in a manner that minimises all forms of discruptions and noise to the occupants. Note: This encompassess the complete requirement and specification unless specified separately elsewhere. (Ongoing) | N/A
| 9.7 |  | SCHEDULED CLEANING
B |  | No schedule Reference | Internal window cleaning (Quarterly) | No. | 20 |  | 0
C |  | No schedule Reference | Deep Cleaning: Bathrooms (Quarterly) | No. | 20 |  | 0
D |  | No schedule Reference | Deep Cleaning: Commercial Kitchen and associated areas (Quarterly) | No. | 20 |  | 0
E |  | No schedule Reference | Deep Cleaning: Emergency stairwells (Quarterly) | No. | 20 |  | 0
F |  | No schedule Reference | Deep clean lift foyers and lifts (Quarterly) | No. | 20 |  | 0
|  | No schedule Reference | Deep clean walk-off mats (Quarterly) | No. | 20 |  | 0
| 9.8 |  | HYGIENE SERVICES
| 9.8.2 |  | SANITARY BIN SERVICE
G |  | No schedule Reference | Remove liner containing waste and replace with a clean liner. (Every seven (7) days) | N/A
H |  | No schedule Reference | Remove liner containing waste and replace with a clean liner. (Every fourteen (14) days) | No. | 124 |  | 0
| 9.8.3 |  | COVID-19 SANITISER UNITS AND CONSUMABLES
|  | No schedule Reference | Supply and re-fill consumables (Ongoing) | No. | 59 |  | 0
| 9.9 |  | GENERAL SERVICES
ROUTINE PLANTROOM CLEANING
A | 9.9.3 | No schedule Reference | Inspect, clean and record all related activities (Ongoing) | No. | 59 |  | 0
| 10 |  | SERVICE 8: ENVIRONMENTAL SERVICES
| 10.9 |  | WASTE MANAGEMENT
B |  | No schedule Reference | Compactor shall be removed, emptied, cleaned and retuned as required but not less than once a week. This shall take place before 07h00 or after 18h00 to ensure minimum disruption to the applicable entrances / exits. (Ongoing) | N/A
C |  | No schedule Reference | The compactor area, other waste areas and wheelie bins shall be cleaned as often as required but not less than twice a week with non-potable water from an off-site location until suitable non-potable water is available on site. This shall take place before 07h00 or after 18h00 to ensure minimum disruption to the applicable entrances / exits. (Ongoing) | No. | 59 |  | 0
D |  | No schedule Reference | The compactor shall be removed before 07h00 on the day before SONA and returned before 07h00 the day after SONA. (Annually + 1) | N/A
E |  | No schedule Reference | All other food waste shall be transported to a licensed facility for incineration and a disposal certificate provided. (Ongoing) | No. | 59 |  | 0
F |  | No schedule Reference | Remove waste, clean fat trap and dispose of the waste at a licensed facility and provide a disposal certificate. (Weekly) | No. | 256 |  | 0
G |  | No schedule Reference | Collect, separate and transport all waste identified for recycling to a licensed facility for further sorting and recycling. Provide a disposal certificate. (Ongoing) | N/A
H |  | No schedule Reference | Medical waste shall be collected and transported by a licenced SP to a licensed medical waste disposal facility for incineration and provide a disposal certificate. (Every two (2) weeks) | No. | 128 |  | 0
| 10.9.14 |  | INDUSTRIAL SHREDDER AND PAPER RECYCLING
A |  | No schedule Reference | Transport the shredded paper to a licenced facility and obtain a certificate of disposal. (Weekly) | N/A
B |  | No schedule Reference | Provide a competent operator and shred paper as required. (Ongoing) | N/A
C |  | No schedule Reference | Clean and service the Industrial Shredder. (Quarterly) | N/A
| 10.1 |  | PEST CONTROL
D |  | No schedule Reference | Plan, schedule and undertake general building pest control. (Every nine (9) weeks) | No. | 29 |  | 0
E |  | No schedule Reference | Plan, schedule and undertake pest control in the Art Stores. Treatment shall include light spray for cockroaches, gel for silver fish, check for borer beetle, check for moths, small flies, etc. and treat as required. (Every twelve (12) weeks) | N/A
F |  | No schedule Reference | Re-fill tamper proof bait boxes, re-secure signage and bait boxes where necessary and update register. (Monthly) | No. | 59 |  | 0
G |  | No schedule Reference | Plan, schedule and undertake pest control in pump rooms. (Monthly) | N/A
H |  | No schedule Reference | Plan, schedule and undertake pest control in commercial kitchens and associated areas. (Monthly) | No. | 59 |  | 0
J |  | No schedule Reference | Plan, schedule and undertake pest control in areas (after the areas and wheelie bins have been high pressure washed). (Every two (2) weeks) | No. | 128 |  | 0
K |  | No schedule Reference | Plan, schedule and undertake pest control in basement parking areas, basements in general and all basement plant rooms. (Quarterly) | N/A
L |  | No schedule Reference | Plan, schedule and undertake pest control all chambers and Committee Rooms (after scheduled cleaning). (Quarterly) | No. | 20 |  | 0
M |  | No schedule Reference | Plan, schedule and undertake pest control in all internal emergency stairwells (after scheduled cleaning). (Quarterly) | No. | 20 |  | 0
| 11 |  | SERVICE 9: CEREMONIAL SERVICES
A |  | No schedule Reference | Co-ordinate and hand over consolidated Health and Safety Files in collaboration with the DPWI SPs appointed specifically for this event. (Annually + 1) | N/A
B |  | No schedule Reference | Provide a detailed closeout report of the event. (Annually + 1) | N/A
|  |  | Total Carried to Final Summary |  |  | R

## Bill No. 12 - Tuynhuys
Item No. | Clause Ref: | Schedule Ref: |  | Unit | Qty | Rate | Amount
BILL NO. 12
TUYNHUYS
The Extent of the area of improvement is approximately 5,275m². The building consists of basement, ground floor and 1st floor. . The office accommodation of this building consists of 2 floors with 65 offices. The centre core of the building has a basement that is used as storage. The centre core of the building consists of the President’s and Deputy President’s suites which includes two conference rooms. The eastern side of the building consists of the Cabinet Room, Banquet Hall, 2 Dining Rooms, and a fully fitted industrial kitchen with the VIP Protection Unit Control Room in the basement. Tuynhuys is situated between the south end of Parliament Avenue and the Parliament Gardens next to Good Hope and National Assembly Buildings.
-----------------------------
SUPPLEMENTARY PREAMBLES
Tenderers are referred to the following sections and/or annexures before pricing this bill.
| Volume 3 |  | Part C1: Agreement and Contract Data
| Part C1.2 |  | Contract Data – Facilities Management -DPW-04(FM)
| Part C1.3 |  | Conditions of Contract – PA-10(FM)
| Part C1.4 |  | Amendments to Standard Conditions of Contract
| Part C1.5 |  | Special Conditions of Contract
| Volume 3 |  | Part C2: Pricing Data
| Part C2.1 |  | Pricing Instructions (PG-02.1 EC)
| Volume 3 |  | Part C3: Scope of Work
| Part C3.2 |  | Scope of Work
| Volume 3 |  | Preventative Maintenance Matrix of Services
| Part C3.3 |  | Tenderers are referred to the Matrix of Services for required services applicable to individual buildings / facilities applicable to this contract.
| Volume 3 |  | Service Level Agreement and Priority Table
| Part C3.4 |  | Tenderers are referred to Service Level Agreement and Priority Table for availability and performance requirements applicable to this contract.
| Volume 3 |  | Penalty Schedule
| Part C3.5 |  | Tenderers are referred to Penalty Schedule applicable to this contract.
| Volume 3 |  | Contract Participation Goals and cidb Build Progamme
| Part C3.6 |  | Tenderers are referred to Contract Participation Goals and cidb Build Programme applicable to this contract.
| Volume 3 |  | Health and Safety Requirements
| Part C3.7 |  | Tenderers are referred to Health and Safety requirements applicable to this contract.
| Volume 3 |  | HIV/AIDS Specification (PW 1544)
| Part C3.8 |  | Tenderers are referred to HIV/AIDS Specification (PW 1544) applicable to this contract.
Notes on pricing
The Tenderer shall view the site and all existing structures thereon and make himself thoroughly acquainted with the conditions under which the works / services are to be done, the means of access to the works, the condition of the roads, the nature of the site and generally with all matters which may influence the contract and any restrictions or conditions which may be imposed by the employer and/or local authority.
No claim for any extras in connection with the position, conditions or circumstances of the work or siting of temporary structures, etc will be entertained.
-----------------------------
| 4 |  | SERVICE 2: BUILDING INFRASTRUCTURE
| 4.8 |  | EXTERNAL: CLEANING
A |  | No schedule Reference | Remove debris, litter and fouling from roof surfaces including waterproofing, gutters, down pipes, full bores etc. and any other type of roof, courtyard or patio covering, etc., to prevent the ingress of water and ensure they are left clean and stain free. This shall include including bird netting.(Monthly) | No. | 59 |  | 0
B |  | No schedule Reference | Remove debris, litter and fouling from boundary and free-standing walls, fencing, railings, pillars, signage, roof surfaces and walls of guard houses, etc. and ensure they are left clean and stain free. (Quarterly) | N/A
C |  | No schedule Reference | Remove debris, litter and fouling from façades, balconies (ground and upper levels), windows, window ledges, shutters, shop front type entrance / exits, external emergency staircases, entrance and exit stairs, landings, patios, balustrades, signage, etc. to ensure they are clean and stain free. Windows shall be dried and bear no evidence of residual cleaning materials / products, smears, run marks, stains or finger marks, etc. (Quarterly) | No. | 20 |  | 0
D |  | No schedule Reference | Using suitable camera equipment and/or by other means, ensure that all down pipes (surface mounted or encased in concrete) are checked for blockages. Blockages shall be removed without causing damage. The downpipes shall be inspected for signs of corrosion, leaks, etc. Provide a report and before / after dated and time stamped photos and videos including recommendations for further work. (Quarterly) | No. | 20 |  | 0
| 4.11 |  | LEATHER REPAIRS
E |  | No schedule Reference | Inspect all applicable leather items for repairs, buttons replacements, minor leather replacements, etc., provide a report and a quotation based on the schedule of rates for further action. (Quarterly) | No. | 20 |  | 0
| 4.13 |  | FLAG POLES
A |  | No schedule Reference | Inspect the rope, pulleys and toggles, paint or varnish poles and associated infrastructure, etc. and provide a report including before and after date and time stamped photos (December, March, June and September). (Quarterly) | No. | 20 |  | 0
B |  | No schedule Reference | Supply and install new ropes, new pulleys, new cleats and new toggles (December). (Annually) | No. | 5 |  | 0
| 5 |  | SERVICE 3: TECHNICAL SERVICES
| 5.8 |  | ELECTRICAL SERVICES
| 5.8.5 |  | MEDIUM VOLTAGE NETWORK (SUBSTATIONS, TRANSFORMERS, RING MAIN UNIT, BTUs, ETC.)
A | 5.8.5.9 | Schedule A | Substations - Inspect, record findings and provide a report. (Quarterly) | N/A
B | 5.8.5.10 | Schedule B | MV Switchgear - Inspect, record findings and provide a report. (Quarterly) | N/A
C | 5.8.5.11 | Schedule C | LV Boards - Inspect, record findings and provide a report. (Quarterly) | N/A
D | 5.8.5.12 | Schedule D | Transformers - Inspect, record findings and provide a report. (Quarterly) | N/A
E | 5.8.5.13 | Schedule E | BTUs - Inspect, clean, service, record findings and provide a report. (Monthly) | N/A
F |  | No schedule Reference | MV Power Factor Equipment - Inspect, record findings and provide a report. (Quarterly) | N/A
G | 5.8.5.14 | Schedule F | Ring Main Unit - Inspect, clean, service, record findings and provide a report. (Annually) | N/A
H | 5.8.5.15 | Schedule G | Transformers: Dry Type Transformers - Inspect, clean, service, record findings and provide a report. (Annually) | N/A
J | 5.8.5.16 | Schedule H | Transformers: Free Breathing Oil Filled Transformers - Inspect, clean, service, record findings and provide a report. (Annually) | N/A
K | 5.8.5.17 | Schedule I | Transformers: Sealed Oil Filled Transformers - Inspect, clean, service, record findings and provide a report. (Annually) | N/A
L | 5.8.5.18 | Schedule J | ABB SAFERING CCMVVVVSVVV, CVVVV, CCFF, CFFFF, CCC - Inspect, clean, service, record findings and provide a report. (Annually) | N/A
M |  | No schedule Reference | MW Power Factor Equipment - Inspect, clean, service, record findings and provide a report. (Annually) | N/A
A |  | No schedule Reference | Liaise with CoCT prior to the scheduled work to ensure that the work completed by CoCT is managed in a way that minimises a total power outage ensuring all services including Security Service interruptions are minimised or not interrupted at all. (Every three (3) years) | N/A
| 5.8.6 |  | STANDBY GENERATORS
B | 5.8.6.12 | Schedule K | Inspect, off load test, record findings and provide a report. (Weekly) | N/A
C | 5.8.6.12 | Schedule K | Inspect, load test, record findings and provide a report. (Quarterly) | N/A
D | 5.8.6.12 | Schedule K | Inspect, service, load test, record findings and provide a report. (Annually) | N/A
E |  | No schedule Reference | Bulk Diesel Tanks (2x): Obtain one (1) sample annually from the bottom of each of the bulk diesel tanks, have it tested at an accredited laboratory and provide the test results. (Annually + 1) | N/A
F | 5.8.6.13 | Schedule L | Duvalco FMS: Inspect, service, record findings and provide a report. (Monthly) | N/A
G | 5.8.6.13 | Schedule L | Duvalco FMS: Supply and install new Duvalco BFS Red cartridge. (Quarterly) | N/A
| 5.8.7 |  | UNINTERRUPTED POWER SUPPLY
H | 5.8.7.5 | Schedule M | Inspect, clean, service, test and record information for the UPS and the batteries. (Monthly) | No. | 59 |  | 0
| 5.8.8 |  | DISTRIBUTION BOARDS
J | 5.8.8.9 | Schedule N | Inspect, test and record findings. (Monthly) | No. | 59 |  | 0
K | 5.8.8.9 | Schedule N | Inspect, test, where necessary label and record findings. (Quarterly) | No. | 20 |  | 0
L | 5.8.8.9 | Schedule N | Inspect, test, service, do thermal scan, repair, tighten, re-do thermal scan, record findings and provide a report. (Annually) | No. | 5 |  | 0
| 5.8.9 |  | GENERAL SERVICES
A | 5.8.9.7 | Schedule O | Lights and light fittings: Inspect, test, repair and record findings. (Every six (6) months) | No. | 10 |  | 0
B | 5.8.9.8 | Schedule P | Emergency lights: Inspect, test, repair and record findings. (Quarterly) | No. | 20 |  | 0
C | 5.8.9.9 | Schedule Q | Power outlets: Inspect, test, repair and record findings. (Every six (6) months) | No. | 10 |  | 0
D | 5.8.9.10 | Schedule R | Power skirting: Inspect, test, repair and record findings. (Every six (6) months) | No. | 10 |  | 0
E | 5.8.9.11 | Schedule S | Isolators and fixed equipment: Inspect, test, repair and record findings. (Quarterly) | No. | 20 |  | 0
| 5.9 |  | HEATING VENTILATION AND COOLING
| 5.9.9.1 |  | WATER COOLED CHILLER AND AIR COOLED CHILLER
F | 5.9.10 | Annexure T | Inspect, test, record findings and provide a report.(Monthly) | N/A
G | 5.9.10 | Annexure T | Inspect, test, clean, record findings and provide a report. (Quarterly) | N/A
H | 5.9.10 | Annexure T | Inspect, service, clean, take samples, test, record findings and provide a report. (Annually) | N/A
| 5.9.9.2 |  | COOLING TOWER AND CLOSED CIRCUIT COOLER
J | 5.9.11 | Annexure U | Inspect, test, clean, service, record findings and provide a report. (Monthly) | N/A
K | 5.9.11 | Annexure U | Inspect, test, clean, record findings and provide a report.(Quarterly) | N/A
L | 5.9.11 | Annexure U | Inspect, test, service clean, record findings and provide a report.(Annually) | N/A
| 5.9.9.3 |  | WATER TREATMENT PLANT
A | 5.9.12 | Annexure V | Inspect, test, clean, service, record findings and provide a report.(Monthly) | N/A
B | 5.9.12 | Annexure V | Take samples, test and provide a report.(Quarterly) | N/A
C | 5.9.12 | Annexure V | Inspect, supply chemicals, record findings and provide a report.(Annually) | N/A
| 5.9.9.4 |  | PUMPS
D | 5.9.13 | Annexure W | Inspect, test, record findings provide a report.(Monthly) | N/A
E | 5.9.13 | Annexure W | Inspect, test, clean, service, record findings and provide a report.(Quarterly) | N/A
F | 5.9.13 | Annexure W | Inspect, test, service, clean, record findings and provide a report.(Annually) | N/A
| 5.9.9.5 |  | PRESSURE TANKS
G | 5.9.14 | Annexure X | Inspect, test, record findings and provide a report.(Quarterly) | N/A
H | 5.9.14 | Annexure X | Inspect, test, service, clean, record findings and provide a report.(Annually) | N/A
| 5.9.9.6 |  | MAKE UP TANKS
J | 5.9.15 | Annexure Y | Inspect, test, record findings and provide a report.(Quarterly) | N/A
K | 5.9.15 | Annexure Y | Inspect, test, service, clean, record findings and provide a report.(Annually) | N/A
| 5.9.9.7 |  | PIPEWORK AND ANCILLARIES
L | 5.9.16 | Annexure Z | Inspect, test, clean, record findings and provide a report.(Monthly) | N/A
M | 5.9.16 | Annexure Z | Inspect, test, record findings and provide a report.(Quarterly) | N/A
N | 5.9.16 | Annexure Z | Inspect, test, service, clean, record findings and provide a report. (Annually) | N/A
| 5.9.9.8 |  | DUCTWORK AND ANCILLARIES
A | 5.9.17 | Annexure AA | Inspect, test, record findings and provide a report.(Monthly) | N/A
B | 5.9.17 | Annexure AA | Inspect, test, clean, record findings and provide a report.(Quarterly) | N/A
C | 5.9.17 | Annexure AA | Inspect, test, service, clean, record findings and provide a report. (Annually) | N/A
| 5.9.9.9 |  | AIR HANDLING UNITS
D | 5.9.18 | Annexure AB | Inspect, test, clean, record findings and provide a report. (Monthly) | N/A
E | 5.9.18 | Annexure AB | Inspect, test, service, clean, record findings and provide a report.(Quarterly) | N/A
F | 5.9.18 | Annexure AB | Inspect, test, service, clean, record findings and provide a report.(Annually) | N/A
| 5.9.9.10 |  | FANS
G | 5.9.19 | Annexure AC | Clean extractor canopy filters, record findings and provide a report. (Weekly) | No. | 256 |  | 0
H | 5.9.19 | Annexure AC | Inspect, test, record findings and provide a report. (Monthly) | No. | 59 |  | 0
J | 5.9.19 | Annexure AC | Inspect, test, service, clean kitchen extract ducting, record findings and provide a report. (Quarterly) | No. | 20 |  | 0
K | 5.9.19 | Annexure AC | Inspect, test, service, clean, record findings and provide a report. (Annually) | No. | 5 |  | 0
| 5.9.9.11 |  | FIRE CRITICAL EQUIPMENT
L | 5.9.20 | Annexure AD | Inspect, test, record findings and provide a report. (Monthly) | No. | 59 |  | 0
M | 5.9.20 | Annexure AD | Inspect, test, record findings and provide a report. (Quarterly) | No. | 20 |  | 0
N | 5.9.20 | Annexure AD | Inspect, test, service, record findings and provide a report. (Annually) | No. | 5 |  | 0
| 5.9.9.12 |  | PACKAGE, SPLIT AND WATER COOLED UNITS
A | 5.9.21 | Annexure AE | Inspect, test, clean, record findings and provide a report. (Monthly) | No. | 59 |  | 0
B | 5.9.21 | Annexure AE | Inspect, test, clean, record findings and provide a report. (Quarterly) | No. | 20 |  | 0
C | 5.9.21 | Annexure AE | Inspect, test, service, clean, record findings and provide a report. (Annually) | No. | 5 |  | 0
| 5.9.9.13 |  | SWITCHBOARDS
D | 5.9.22 | Annexure AF | Inspect, test, service, record findings and provide a report. (Monthly) | N/A
E | 5.9.22 | Annexure AF | Inspect, test, record findings and provide a report. (Quarterly) | N/A
F | 5.9.22 | Annexure AF | Inspect, test, record findings and provide a report. (Annually) | N/A
| 5.9.9.14 |  | NON-BMS CONTROLS
G | 5.9.23 | Annexure AG | Inspect, test, record findings and provide a report. (Monthly) | N/A
H | 5.9.23 | Annexure AG | Inspect, test, service, clean, record findings and provide a report. (Annually) | N/A
| 5.1 |  | BUILDING MANAGEMENT SYSTEM
J |  | No schedule Reference | Monitor the BMS Control Room between the hours of 08h00 – 18h00 Monday to Friday excluding public holidays. (Ongoing) | N/A
K | 5.10.9 | Annexure AH | Inspect, test and provide a report. (Monthly) | No. | 59 |  | 0
L | 5.10.9 | Annexure AH | Inspect, test, clean and provide a report. (Quarterly) | No. | 20 |  | 0
M | 5.10.9 | Annexure AH | Inspect, test, clean and provide a report. (Annually) | No. | 5 |  | 0
| 5.11 |  | FIRE PROTECTION SERVICES
| 5.11.3 |  | FIRE SPRINKLER SYSTEMS
A | 5.11.3.5 | Schedule AI | Inspect, test and record findings. (Daily) | No. | 1750 |  | 0
B | 5.11.3.6 | Schedule AJ | Inspect, test and record findings. (Weekly) | No. | 256 |  | 0
C | 5.11.3.7 | Schedule AK | Inspect, test, clean, service, record findings and provide a report. (Quarterly) | No. | 20 |  | 0
D | 5.11.3.8 | Schedule AL | Inspect, test, record findings and provide a report. (Every six (6) months) | No. | 10 |  | 0
E | 5.11.3.9 | Schedule AM | Inspect, test, record findings and provide a report. (Annually) | No. | 5 |  | 0
F | 5.11.3.10 | Schedule AN | Inspect, test, clean, service, record findings and provide a report. (Every three (3) years) | No. | 2 |  | 0
G | 5.11.3.11 | Schedule AO | Inspect, test, clean, service, record findings and provide a report. (Every fifteen (15) years) | No. | 1 |  | 0
| 5.11.4 |  | FIRE HOSE REELS AND HYDRANTS
H | 5.11.4.7 | Schedule AP | Inspect, recording findings and provide an updated register. (Weekly) | No. | 256 |  | 0
J | 5.11.4.7 | Schedule AP | Inspect, clean, record findings and provide an updated register. (Monthly) | No. | 59 |  | 0
K | 5.11.4.7 | Schedule AP | Inspect, service, record findings and provide an updated register. (Annually) | No. | 5 |  | 0
| 5.11.5 |  | FIRE EXTINGUISHERS
L | 5.11.5.6 | Schedule AQ | Inspect, record findings and provide an updated register. (Monthly) | No. | 59 |  | 0
M | 5.11.5.6 | Schedule AQ | Inspect, service, record findings and provide an updated register. (Annually) | No. | 5 |  | 0
N | 5.11.5.6 | Schedule AQ | Inspect, hydrostatically pressure test, record findings and provide an updated register. (Every five (5) years) | No. | 1 |  | 0
O | 5.11.5.6 | Schedule AQ | Inspect, hydrostatically pressure test, record findings and provide an updated register. (Every ten (10) years) | No. | 1 |  | 0
| 5.11.6 |  | FIRE BLANKETS
A |  | No schedule Reference | Inspect, record findings and provide an updated register. (Monthly) | No. | 59 |  | 0
B |  | No schedule Reference | Inspect, service, record findings and provide an updated register. (Annually) | No. | 5 |  | 0
| 5.11.7 |  | BREATHING APPARATUS
C |  | No schedule Reference | Inspect, record findings and provide an updated register. (Monthly) | N/A
D |  | No schedule Reference | Inspect, service, record findings and provide an updated register. (Annually) | N/A
| 5.11.8 |  | EMERGENCY ESCAPE ROUTES, EXIT DOORS, STAIRWELLS, ETC.
E | 5.11.8.4 | Schedule AR | Inspect, record findings and provide a report. (Monthly) | No. | 59 |  | 0
| 5.12 |  | LIFE SAFETY ELECTRONIC SYSTEMS
| 5.12.3 |  | FIRE DETECTION AND ALARM, GAS CONTROL SYSTEMS
F | 5.12.3.2 | Schedule AS | Inspect, test, record findings and provide a report. (Weekly) | No. | 256 |  | 0
G | 5.12.3.2 | Schedule AS | Inspect, test, record findings and provide a report. (Monthly) | No. | 59 |  | 0
H | 5.12.3.2 | Schedule AS | Inspect, test, record findings and provide a report. (Quarterly) | No. | 20 |  | 0
J | 5.12.3.2 | Schedule AS | Inspect, test, record findings and provide a report. (Annually) | No. | 5 |  | 0
| 5.12.4 |  | VOICE ACTIVATION SYSTEMS
K | 5.12.4.2 | Schedule AT | Inspect, test, record findings and provide a report. (Weekly) | No. | 256 |  | 0
L | 5.12.4.2 | Schedule AT | Inspect, test, record findings and provide a report. (Quarterly) | No. | 20 |  | 0
M | 5.12.4.2 | Schedule AT | Inspect, test, record findings and provide a report. (Annually) | No. | 5 |  | 0
| 5.12.5 |  | EMERGENCY COMMUNICATION SYSTEM
A | 5.12.5.2 | Schedule AU | Inspect, test, record findings and provide a report. (Weekly) | No. | 256 |  | 0
B | 5.12.5.2 | Schedule AU | Inspect, test, record findings and provide a report. (Quarterly) | No. | 20 |  | 0
C | 5.12.5.2 | Schedule AU | Inspect, test, record findings and provide a report. (Annually) | No. | 5 |  | 0
| 5.12.6 |  | REMRAD SYSTEMS
D |  | No schedule Reference | Undertake a manual test to ensure the equipment is functional, the signal is received and the responses are audible. Record the findings and provide a report. (Weekly) | No. | 256 |  | 0
E |  | No schedule Reference | Undertake a fire condition simulation by activating three (3) smoke detectors to ensure the equipment is functional and the signal is received automatically without any manual intervention. Record the findings and provide a report. Notify the CoCT Goodwood Fire Station prior to the simulation. (Monthly) | No. | 59 |  | 0
F |  | No schedule Reference | Obtain the relevant log information. The logs shall be used as further evidence of testing, failures, alarms, etc. that have taken place. (Monthly) | No. | 59 |  | 0
G |  | No schedule Reference | Inspect and service the system. (Quarterly) | No. | 20 |  | 0
H |  | No schedule Reference | Pay the licencing fee. (Quarterly) | No. | 20 |  | 0
| 5.13 |  | LIQUID PETROLEUM GAS INSTALLATIONS
| 5.13.7 |  | EXTERNAL LPG BANKS
J |  | No schedule Reference | Inspect, clean, record findings and provide a report. (Every two (2) weeks) | No. | 128 |  | 0
K |  | No schedule Reference | Inspect, clean, service, record finding and provide a report. (Quarterly) | No. | 20 |  | 0
L |  | No schedule Reference | Provide a COC for each external LPG installation (during December of each year). (Annually) | No. | 5 |  | 0
| 5.13.8 |  | FLAME OF REMEMBRANCE
A |  | No schedule Reference | All-inclusive preventative and corrective maintenance requirements including the supply and delivery of LPG, re-ignition of flame, cleaning and repairs to the immediate surrounding infrastructure (e.g. cage, signage, etc.), spares, etc. (e.g. cage, signage, etc.). Provide a monthly report. (Monthly) | N/A
B |  | No schedule Reference | Provide a COC (during December of each year). (Annually) | N/A
| 5.14 |  | COMMERCIAL CATERING APPLIANCES
C |  | No schedule Reference | Inspect, clean, check connections, service, record findings and provide a report. (Quarterly) | No. | 20 |  | 0
| 5.15 |  | DOMESTIC APPLIANCES
D |  | No schedule Reference | Inspect, clean, check connections, service, record findings and provide a report. (Quarterly) | No. | 20 |  | 0
| 5.16 |  | LIFTS
E |  | No schedule Reference | Comprehensive Repair and Maintenance Contracts. Lifts shall be inspected and serviced as required including all repairs and replacements of components. This shall include but not be limited to lift shafts, internal and externals of the lift car, lift motor room, power distribution systems, etc. (Monthly) | No. | 59 |  | 0
F |  | No schedule Reference | An appropriately qualified and registered independent lift inspector shall inspect the lifts, issue the findings, inspect the work until is it appropriately completed and issue a revised findings report, all within the regulated period. (Annually) | No. | 5 |  | 0
| 5.18 |  | HANDYMAN SERVICES
A |  | No schedule Reference | Handyman Services shall include labour, tools, appropriate consumables and supplies necessary to complete the tasks for general building infrastructure, plumbing and drainage, electrical, HVAC and Fire Services. E.g. consumables and supplies could include but not be limited to random screws, washers, nails, nuts, bolts, drywall anchors, fasteners, zip ties, adhesives, caulking, sealants, glues, staples, electrical tape, masking tape, thread seal tape, duct tape, wall patch / wood filler, shims, rags, wire connectors, popsicle / craft sticks, picture hanging wire, batteries, etc. (Ongoing) | No. | 59 |  | 0
| 5.19 |  | GENEAL SERVICES
| 5.19.1.1 |  | FUEL FIRED BOILERS
B |  | No schedule Reference | Inspect, test and service. (Every three (3) years) | N/A
| 5.19.1.2 |  | ELECTRODE BOILERS
C |  | No schedule Reference | Inspect, test and service. (Every three (3) years) | N/A
| 5.19.1.3 |  | PRESSURE VESSELS
D |  | No schedule Reference | Inspect, test and service. (Every three (3) years) | N/A
| 5.19.1.4 |  | PUMPS (ELECTRICAL)
E |  | No schedule Reference | Inspect, test and service. (Quarterly) | N/A
| 5.19.1.5 |  | PUMPS (MECHANICAL)
F |  | No schedule Reference | Inspect, test and service. (Quarterly) | N/A
| 5.19.1.6 |  | AUTOMATED SLIDING DOORS
G |  | No schedule Reference | Inspect, test and service. (Quarterly) | No. | 20 |  | 0
| 5.19.1.7 |  | AUTOMATED ROLLER SHUTTER DOORS
H |  | No schedule Reference | Inspect, test and service. (Quarterly) | No. | 20 |  | 0
| 5.19.1.8 |  | AUTOMATED SLIDING GATES
A |  | No schedule Reference | Inspect, test and service. (Quarterly) | N/A
| 6 |  | SERVICE 4: CIVILS
| 6.13.1 |  | STORM WATER DRAINAGE SYSTEMS
B |  | No schedule Reference | High pressure clean, inspect with a camera and where necessary use a drain auger to remove any blockages, tree roots, etc. Re-inspect with a camera. They shall be left free of sediment, debris or any other foreign materials. (Monthly) | N/A
| 6.13.2 |  | SOIL DRAINAGE SYSTEMS
C |  | No schedule Reference | Clean all drainage systems by removing grates, remove all sediment, debris or any other foreign materials, re-install grates. (Monthly) | N/A
| 8 |  | SERVICE 6: GROUNDS UPKEEP AND LANDSCAPE HORTICULTURE
| 8.8 |  | GROUNDS UP KEEP
| 8.8.12 |  | PATROL CLEANING
D |  | No schedule Reference | Pick-up, collect and dispose of all litter, debris, packets, leaves, etc. to ensure the grounds are clean, neat and tidy. (Ongoing) | N/A
| 8.8.13 |  | HARD SURFACE CLEANING
E |  | No schedule Reference | Hard surfaces shall be swept and cleaned appropriately to ensure they are free from all stains, debris and atmospheric pollution, accidental spillage of material, bird droppings and the like. (Ongoing) | N/A
| 8.8.14 |  | HARD SURFACE WEED CONTROL
F |  | No schedule Reference | Weed removal shall be undertaken by hand, after which an appropriate weed control material / product shall be used to retard weed growth. (Ongoing) | N/A
| 8.8.15 |  | WATER FEATURES
A |  | No schedule Reference | Inspect, clean and ensure they are free of sediment, debris or any other foreign matter. (Ongoing) | N/A
| 8.9 |  | LANDSCAPE HORTICULTURE
| 8.9.9 |  | ROUTINE LANDSCAPE HORTICULTURE SERVICES
B |  | No schedule Reference | Routine day-to-day landscaping horticulture: Ensure that the landscaped areas are clean, neat and free of weeds. All plant specimens shall be kept to a height and form that is safe and appropriate for its type and location of planting. All plants specimens shall be provided with sufficient water, compost, fertiliser, etc. Note: This encompasses the complete requirement and specification for Landscaping Horticulture unless specified separately elsewhere. (Ongoing) | N/A
| 8.9.9.6.1 |  | IRRIGATION AND WATERING
C |  | No schedule Reference | All sprinkler nozzles shall be inspected for blockages, cleaned, serviced and where necessary realigned for optimal functioning. (Monthly) | N/A
D |  | No schedule Reference | Controllers shall be tested, cleaned, serviced and timer settings confirmed. (Quarterly) | N/A
| 8.9.9.6.10 |  | WATER FEATURES
E |  | No schedule Reference | Empty the water feature for routine maintenance of tiling, plastering and painting, waterproofing, the webbing installed for the squirrels, lighting, pumps, ensure the day / night timer to switch lights on / off are appropriate to the seasons, refill the feature, etc. and ensure the water feature is fully commissioned. Return plants and other to the water feature. (Quarterly) | N/A
| 9 |  | SERVICE 7: CLEANING AND HYGIENE
| 9.6 |  | ROUTINE BUILDING CLEANING
A |  | No schedule Reference | Routine day-to-day cleaning: Provide routine day-to-day cleaning that enhances the facilities using the best known cleaning practices and equipment available including rigorous standards of professionalism, descipline and in a manner that minimises all forms of discruptions and noise to the occupants. Note: This encompassess the complete requirement and specification unless specified separately elsewhere. (Ongoing) | N/A
| 9.7 |  | SCHEDULED CLEANING
B |  | No schedule Reference | Internal window cleaning (Quarterly) | No. | 20 |  | 0
C |  | No schedule Reference | Deep Cleaning: Bathrooms (Quarterly) | No. | 20 |  | 0
D |  | No schedule Reference | Deep Cleaning: Commercial Kitchen and associated areas (Quarterly) | No. | 20 |  | 0
E |  | No schedule Reference | Deep Cleaning: Emergency stairwells (Quarterly) | No. | 20 |  | 0
F |  | No schedule Reference | Deep clean lift foyers and lifts (Quarterly) | No. | 20 |  | 0
|  | No schedule Reference | Deep clean walk-off mats (Quarterly) | No. | 20 |  | 0
| 9.8 |  | HYGIENE SERVICES
| 9.8.2 |  | SANITARY BIN SERVICE
G |  | No schedule Reference | Remove liner containing waste and replace with a clean liner. (Every seven (7) days) | N/A
H |  | No schedule Reference | Remove liner containing waste and replace with a clean liner. (Every fourteen (14) days) | No. | 124 |  | 0
| 9.8.3 |  | COVID-19 SANITISER UNITS AND CONSUMABLES
|  | No schedule Reference | Supply and re-fill consumables (Ongoing) | No. | 59 |  | 0
| 9.9 |  | GENERAL SERVICES
ROUTINE PLANTROOM CLEANING
A | 9.9.3 | No schedule Reference | Inspect, clean and record all related activities (Ongoing) | No. | 59 |  | 0
| 10 |  | SERVICE 8: ENVIRONMENTAL SERVICES
| 10.9 |  | WASTE MANAGEMENT
B |  | No schedule Reference | Compactor shall be removed, emptied, cleaned and retuned as required but not less than once a week. This shall take place before 07h00 or after 18h00 to ensure minimum disruption to the applicable entrances / exits. (Ongoing) | N/A
C |  | No schedule Reference | The compactor area, other waste areas and wheelie bins shall be cleaned as often as required but not less than twice a week with non-potable water from an off-site location until suitable non-potable water is available on site. This shall take place before 07h00 or after 18h00 to ensure minimum disruption to the applicable entrances / exits. (Ongoing) | No. | 59 |  | 0
D |  | No schedule Reference | The compactor shall be removed before 07h00 on the day before SONA and returned before 07h00 the day after SONA. (Annually + 1) | N/A
E |  | No schedule Reference | All other food waste shall be transported to a licensed facility for incineration and a disposal certificate provided. (Ongoing) | No. | 59 |  | 0
F |  | No schedule Reference | Remove waste, clean fat trap and dispose of the waste at a licensed facility and provide a disposal certificate. (Weekly) | No. | 256 |  | 0
G |  | No schedule Reference | Collect, separate and transport all waste identified for recycling to a licensed facility for further sorting and recycling. Provide a disposal certificate. (Ongoing) | N/A
H |  | No schedule Reference | Medical waste shall be collected and transported by a licenced SP to a licensed medical waste disposal facility for incineration and provide a disposal certificate. (Every two (2) weeks) | No. | 128 |  | 0
| 10.9.14 |  | INDUSTRIAL SHREDDER AND PAPER RECYCLING
A |  | No schedule Reference | Transport the shredded paper to a licenced facility and obtain a certificate of disposal. (Weekly) | N/A
B |  | No schedule Reference | Provide a competent operator and shred paper as required. (Ongoing) | N/A
C |  | No schedule Reference | Clean and service the Industrial Shredder. (Quarterly) | N/A
| 10.1 |  | PEST CONTROL
D |  | No schedule Reference | Plan, schedule and undertake general building pest control. (Every nine (9) weeks) | No. | 29 |  | 0
E |  | No schedule Reference | Plan, schedule and undertake pest control in the Art Stores. Treatment shall include light spray for cockroaches, gel for silver fish, check for borer beetle, check for moths, small flies, etc. and treat as required. (Every twelve (12) weeks) | N/A
F |  | No schedule Reference | Re-fill tamper proof bait boxes, re-secure signage and bait boxes where necessary and update register. (Monthly) | No. | 59 |  | 0
G |  | No schedule Reference | Plan, schedule and undertake pest control in pump rooms. (Monthly) | N/A
H |  | No schedule Reference | Plan, schedule and undertake pest control in commercial kitchens and associated areas. (Monthly) | No. | 59 |  | 0
J |  | No schedule Reference | Plan, schedule and undertake pest control in areas (after the areas and wheelie bins have been high pressure washed). (Every two (2) weeks) | No. | 128 |  | 0
K |  | No schedule Reference | Plan, schedule and undertake pest control in basement parking areas, basements in general and all basement plant rooms. (Quarterly) | No. | 20 |  | 0
L |  | No schedule Reference | Plan, schedule and undertake pest control all chambers and Committee Rooms (after scheduled cleaning). (Quarterly) | No. | 20 |  | 0
M |  | No schedule Reference | Plan, schedule and undertake pest control in all internal emergency stairwells (after scheduled cleaning). (Quarterly) | No. | 20 |  | 0
| 11 |  | SERVICE 9: CEREMONIAL SERVICES
A |  | No schedule Reference | Co-ordinate and hand over consolidated Health and Safety Files in collaboration with the DPWI SPs appointed specifically for this event. (Annually + 1) | N/A
B |  | No schedule Reference | Provide a detailed closeout report of the event. (Annually + 1) | N/A
|  |  | Total Carried to Final Summary |  |  | R

## Bill No. 13 - Old Gardeners Co
Item No. | Clause Ref: | Schedule Ref: |  | Unit | Qty | Rate | Amount
BILL NO.13
OLD GARDENERS COTTAGE
The extent of the area of improvement is approximately 445m². This heritage building consists of 2 floors, ground and 1st floor with a single central staircase and courtyard. It has a large kitchen and utility room. Gardeners Cottage is situated next to Tuynhuys and is adjacent to the Good Hope Building.
-----------------------------
SUPPLEMENTARY PREAMBLES
Tenderers are referred to the following sections and/or annexures before pricing this bill.
| Volume 3 |  | Part C1: Agreement and Contract Data
| Part C1.2 |  | Contract Data – Facilities Management -DPW-04(FM)
| Part C1.3 |  | Conditions of Contract – PA-10(FM)
| Part C1.4 |  | Amendments to Standard Conditions of Contract
| Part C1.5 |  | Special Conditions of Contract
| Volume 3 |  | Part C2: Pricing Data
| Part C2.1 |  | Pricing Instructions (PG-02.1 EC)
| Volume 3 |  | Part C3: Scope of Work
| Part C3.2 |  | Scope of Work
| Volume 3 |  | Preventative Maintenance Matrix of Services
| Part C3.3 |  | Tenderers are referred to the Matrix of Services for required services applicable to individual buildings / facilities applicable to this contract.
| Volume 3 |  | Service Level Agreement and Priority Table
| Part C3.4 |  | Tenderers are referred to Service Level Agreement and Priority Table for availability and performance requirements applicable to this contract.
| Volume 3 |  | Penalty Schedule
| Part C3.5 |  | Tenderers are referred to Penalty Schedule applicable to this contract.
| Volume 3 |  | Contract Participation Goals and cidb Build Progamme
| Part C3.6 |  | Tenderers are referred to Contract Participation Goals and cidb Build Programme applicable to this contract.
| Volume 3 |  | Health and Safety Requirements
| Part C3.7 |  | Tenderers are referred to Health and Safety requirements applicable to this contract.
| Volume 3 |  | HIV/AIDS Specification (PW 1544)
| Part C3.8 |  | Tenderers are referred to HIV/AIDS Specification (PW 1544) applicable to this contract.
Notes on pricing
The Tenderer shall view the site and all existing structures thereon and make himself thoroughly acquainted with the conditions under which the works / services are to be done, the means of access to the works, the condition of the roads, the nature of the site and generally with all matters which may influence the contract and any restrictions or conditions which may be imposed by the employer and/or local authority.
No claim for any extras in connection with the position, conditions or circumstances of the work or siting of temporary structures, etc will be entertained.
-----------------------------
| 4 |  | SERVICE 2: BUILDING INFRASTRUCTURE
| 4.8 |  | EXTERNAL: CLEANING
A |  | No schedule Reference | Remove debris, litter and fouling from roof surfaces including waterproofing, gutters, down pipes, full bores etc. and any other type of roof, courtyard or patio covering, etc., to prevent the ingress of water and ensure they are left clean and stain free. This shall include including bird netting.(Monthly) | No. | 59 |  | 0
B |  | No schedule Reference | Remove debris, litter and fouling from boundary and free-standing walls, fencing, railings, pillars, signage, roof surfaces and walls of guard houses, etc. and ensure they are left clean and stain free. (Quarterly) | N/A
C |  | No schedule Reference | Remove debris, litter and fouling from façades, balconies (ground and upper levels), windows, window ledges, shutters, shop front type entrance / exits, external emergency staircases, entrance and exit stairs, landings, patios, balustrades, signage, etc. to ensure they are clean and stain free. Windows shall be dried and bear no evidence of residual cleaning materials / products, smears, run marks, stains or finger marks, etc. (Quarterly) | No. | 20 |  | 0
D |  | No schedule Reference | Using suitable camera equipment and/or by other means, ensure that all down pipes (surface mounted or encased in concrete) are checked for blockages. Blockages shall be removed without causing damage. The downpipes shall be inspected for signs of corrosion, leaks, etc. Provide a report and before / after dated and time stamped photos and videos including recommendations for further work. (Quarterly) | No. | 20 |  | 0
| 4.11 |  | LEATHER REPAIRS
E |  | No schedule Reference | Inspect all applicable leather items for repairs, buttons replacements, minor leather replacements, etc., provide a report and a quotation based on the schedule of rates for further action. (Quarterly) | N/A
| 4.13 |  | FLAG POLES
A |  | No schedule Reference | Inspect the rope, pulleys and toggles, paint or varnish poles and associated infrastructure, etc. and provide a report including before and after date and time stamped photos (December, March, June and September). (Quarterly) | N/A
B |  | No schedule Reference | Supply and install new ropes, new pulleys, new cleats and new toggles (December). (Annually) | N/A
| 5 |  | SERVICE 3: TECHNICAL SERVICES
| 5.8 |  | ELECTRICAL SERVICES
| 5.8.5 |  | MEDIUM VOLTAGE NETWORK (SUBSTATIONS, TRANSFORMERS, RING MAIN UNIT, BTUs, ETC.)
A | 5.8.5.9 | Schedule A | Substations - Inspect, record findings and provide a report. (Quarterly) | N/A
B | 5.8.5.10 | Schedule B | MV Switchgear - Inspect, record findings and provide a report. (Quarterly) | N/A
C | 5.8.5.11 | Schedule C | LV Boards - Inspect, record findings and provide a report. (Quarterly) | N/A
D | 5.8.5.12 | Schedule D | Transformers - Inspect, record findings and provide a report. (Quarterly) | N/A
E | 5.8.5.13 | Schedule E | BTUs - Inspect, clean, service, record findings and provide a report. (Monthly) | N/A
F |  | No schedule Reference | MV Power Factor Equipment - Inspect, record findings and provide a report. (Quarterly) | N/A
G | 5.8.5.14 | Schedule F | Ring Main Unit - Inspect, clean, service, record findings and provide a report. (Annually) | N/A
H | 5.8.5.15 | Schedule G | Transformers: Dry Type Transformers - Inspect, clean, service, record findings and provide a report. (Annually) | N/A
J | 5.8.5.16 | Schedule H | Transformers: Free Breathing Oil Filled Transformers - Inspect, clean, service, record findings and provide a report. (Annually) | N/A
K | 5.8.5.17 | Schedule I | Transformers: Sealed Oil Filled Transformers - Inspect, clean, service, record findings and provide a report. (Annually) | N/A
L | 5.8.5.18 | Schedule J | ABB SAFERING CCMVVVVSVVV, CVVVV, CCFF, CFFFF, CCC - Inspect, clean, service, record findings and provide a report. (Annually) | N/A
M |  | No schedule Reference | MW Power Factor Equipment - Inspect, clean, service, record findings and provide a report. (Annually) | N/A
A |  | No schedule Reference | Liaise with CoCT prior to the scheduled work to ensure that the work completed by CoCT is managed in a way that minimises a total power outage ensuring all services including Security Service interruptions are minimised or not interrupted at all. (Every three (3) years) | N/A
| 5.8.6 |  | STANDBY GENERATORS
B | 5.8.6.12 | Schedule K | Inspect, off load test, record findings and provide a report. (Weekly) | N/A
C | 5.8.6.12 | Schedule K | Inspect, load test, record findings and provide a report. (Quarterly) | N/A
D | 5.8.6.12 | Schedule K | Inspect, service, load test, record findings and provide a report. (Annually) | N/A
E |  | No schedule Reference | Bulk Diesel Tanks (2x): Obtain one (1) sample annually from the bottom of each of the bulk diesel tanks, have it tested at an accredited laboratory and provide the test results. (Annually + 1) | N/A
F | 5.8.6.13 | Schedule L | Duvalco FMS: Inspect, service, record findings and provide a report. (Monthly) | N/A
G | 5.8.6.13 | Schedule L | Duvalco FMS: Supply and install new Duvalco BFS Red cartridge. (Quarterly) | N/A
| 5.8.7 |  | UNINTERRUPTED POWER SUPPLY
H | 5.8.7.5 | Schedule M | Inspect, clean, service, test and record information for the UPS and the batteries. (Monthly) | N/A
| 5.8.8 |  | DISTRIBUTION BOARDS
J | 5.8.8.9 | Schedule N | Inspect, test and record findings. (Monthly) | No. | 59 |  | 0
K | 5.8.8.9 | Schedule N | Inspect, test, where necessary label and record findings. (Quarterly) | No. | 20 |  | 0
L | 5.8.8.9 | Schedule N | Inspect, test, service, do thermal scan, repair, tighten, re-do thermal scan, record findings and provide a report. (Annually) | No. | 5 |  | 0
| 5.8.9 |  | GENERAL SERVICES
A | 5.8.9.7 | Schedule O | Lights and light fittings: Inspect, test, repair and record findings. (Every six (6) months) | No. | 10 |  | 0
B | 5.8.9.8 | Schedule P | Emergency lights: Inspect, test, repair and record findings. (Quarterly) | No. | 20 |  | 0
C | 5.8.9.9 | Schedule Q | Power outlets: Inspect, test, repair and record findings. (Every six (6) months) | No. | 10 |  | 0
D | 5.8.9.10 | Schedule R | Power skirting: Inspect, test, repair and record findings. (Every six (6) months) | No. | 10 |  | 0
E | 5.8.9.11 | Schedule S | Isolators and fixed equipment: Inspect, test, repair and record findings. (Quarterly) | No. | 20 |  | 0
| 5.9 |  | HEATING VENTILATION AND COOLING
| 5.9.9.1 |  | WATER COOLED CHILLER AND AIR COOLED CHILLER
F | 5.9.10 | Annexure T | Inspect, test, record findings and provide a report.(Monthly) | N/A
G | 5.9.10 | Annexure T | Inspect, test, clean, record findings and provide a report. (Quarterly) | N/A
H | 5.9.10 | Annexure T | Inspect, service, clean, take samples, test, record findings and provide a report. (Annually) | N/A
| 5.9.9.2 |  | COOLING TOWER AND CLOSED CIRCUIT COOLER
J | 5.9.11 | Annexure U | Inspect, test, clean, service, record findings and provide a report. (Monthly) | N/A
K | 5.9.11 | Annexure U | Inspect, test, clean, record findings and provide a report.(Quarterly) | N/A
L | 5.9.11 | Annexure U | Inspect, test, service clean, record findings and provide a report.(Annually) | N/A
| 5.9.9.3 |  | WATER TREATMENT PLANT
A | 5.9.12 | Annexure V | Inspect, test, clean, service, record findings and provide a report.(Monthly) | N/A
B | 5.9.12 | Annexure V | Take samples, test and provide a report.(Quarterly) | N/A
C | 5.9.12 | Annexure V | Inspect, supply chemicals, record findings and provide a report.(Annually) | N/A
| 5.9.9.4 |  | PUMPS
D | 5.9.13 | Annexure W | Inspect, test, record findings provide a report.(Monthly) | N/A
E | 5.9.13 | Annexure W | Inspect, test, clean, service, record findings and provide a report.(Quarterly) | N/A
F | 5.9.13 | Annexure W | Inspect, test, service, clean, record findings and provide a report.(Annually) | N/A
| 5.9.9.5 |  | PRESSURE TANKS
G | 5.9.14 | Annexure X | Inspect, test, record findings and provide a report.(Quarterly) | N/A
H | 5.9.14 | Annexure X | Inspect, test, service, clean, record findings and provide a report.(Annually) | N/A
| 5.9.9.6 |  | MAKE UP TANKS
J | 5.9.15 | Annexure Y | Inspect, test, record findings and provide a report.(Quarterly) | N/A
K | 5.9.15 | Annexure Y | Inspect, test, service, clean, record findings and provide a report.(Annually) | N/A
| 5.9.9.7 |  | PIPEWORK AND ANCILLARIES
L | 5.9.16 | Annexure Z | Inspect, test, clean, record findings and provide a report.(Monthly) | N/A
M | 5.9.16 | Annexure Z | Inspect, test, record findings and provide a report.(Quarterly) | N/A
N | 5.9.16 | Annexure Z | Inspect, test, service, clean, record findings and provide a report. (Annually) | N/A
| 5.9.9.8 |  | DUCTWORK AND ANCILLARIES
A | 5.9.17 | Annexure AA | Inspect, test, record findings and provide a report.(Monthly) | N/A
B | 5.9.17 | Annexure AA | Inspect, test, clean, record findings and provide a report.(Quarterly) | N/A
C | 5.9.17 | Annexure AA | Inspect, test, service, clean, record findings and provide a report. (Annually) | N/A
| 5.9.9.9 |  | AIR HANDLING UNITS
D | 5.9.18 | Annexure AB | Inspect, test, clean, record findings and provide a report. (Monthly) | N/A
E | 5.9.18 | Annexure AB | Inspect, test, service, clean, record findings and provide a report.(Quarterly) | N/A
F | 5.9.18 | Annexure AB | Inspect, test, service, clean, record findings and provide a report.(Annually) | N/A
| 5.9.9.10 |  | FANS
G | 5.9.19 | Annexure AC | Clean extractor canopy filters, record findings and provide a report. (Weekly) | N/A
H | 5.9.19 | Annexure AC | Inspect, test, record findings and provide a report. (Monthly) | N/A
J | 5.9.19 | Annexure AC | Inspect, test, service, clean kitchen extract ducting, record findings and provide a report. (Quarterly) | N/A
K | 5.9.19 | Annexure AC | Inspect, test, service, clean, record findings and provide a report. (Annually) | N/A
| 5.9.9.11 |  | FIRE CRITICAL EQUIPMENT
L | 5.9.20 | Annexure AD | Inspect, test, record findings and provide a report. (Monthly) | No. | 59 |  | 0
M | 5.9.20 | Annexure AD | Inspect, test, record findings and provide a report. (Quarterly) | No. | 20 |  | 0
N | 5.9.20 | Annexure AD | Inspect, test, service, record findings and provide a report. (Annually) | No. | 5 |  | 0
| 5.9.9.12 |  | PACKAGE, SPLIT AND WATER COOLED UNITS
A | 5.9.21 | Annexure AE | Inspect, test, clean, record findings and provide a report. (Monthly) | No. | 59 |  | 0
B | 5.9.21 | Annexure AE | Inspect, test, clean, record findings and provide a report. (Quarterly) | No. | 20 |  | 0
C | 5.9.21 | Annexure AE | Inspect, test, service, clean, record findings and provide a report. (Annually) | No. | 5 |  | 0
| 5.9.9.13 |  | SWITCHBOARDS
D | 5.9.22 | Annexure AF | Inspect, test, service, record findings and provide a report. (Monthly) | N/A
E | 5.9.22 | Annexure AF | Inspect, test, record findings and provide a report. (Quarterly) | N/A
F | 5.9.22 | Annexure AF | Inspect, test, record findings and provide a report. (Annually) | N/A
| 5.9.9.14 |  | NON-BMS CONTROLS
G | 5.9.23 | Annexure AG | Inspect, test, record findings and provide a report. (Monthly) | N/A
H | 5.9.23 | Annexure AG | Inspect, test, service, clean, record findings and provide a report. (Annually) | N/A
| 5.1 |  | BUILDING MANAGEMENT SYSTEM
J |  | No schedule Reference | Monitor the BMS Control Room between the hours of 08h00 – 18h00 Monday to Friday excluding public holidays. (Ongoing) | N/A
K | 5.10.9 | Annexure AH | Inspect, test and provide a report. (Monthly) | N/A
L | 5.10.9 | Annexure AH | Inspect, test, clean and provide a report. (Quarterly) | N/A
M | 5.10.9 | Annexure AH | Inspect, test, clean and provide a report. (Annually) | N/A
| 5.11 |  | FIRE PROTECTION SERVICES
| 5.11.3 |  | FIRE SPRINKLER SYSTEMS
A | 5.11.3.5 | Schedule AI | Inspect, test and record findings. (Daily) | No. | 1750 |  | 0
B | 5.11.3.6 | Schedule AJ | Inspect, test and record findings. (Weekly) | No. | 256 |  | 0
C | 5.11.3.7 | Schedule AK | Inspect, test, clean, service, record findings and provide a report. (Quarterly) | No. | 20 |  | 0
D | 5.11.3.8 | Schedule AL | Inspect, test, record findings and provide a report. (Every six (6) months) | No. | 10 |  | 0
E | 5.11.3.9 | Schedule AM | Inspect, test, record findings and provide a report. (Annually) | No. | 5 |  | 0
F | 5.11.3.10 | Schedule AN | Inspect, test, clean, service, record findings and provide a report. (Every three (3) years) | No. | 2 |  | 0
G | 5.11.3.11 | Schedule AO | Inspect, test, clean, service, record findings and provide a report. (Every fifteen (15) years) | No. | 1 |  | 0
| 5.11.4 |  | FIRE HOSE REELS AND HYDRANTS
H | 5.11.4.7 | Schedule AP | Inspect, recording findings and provide an updated register. (Weekly) | No. | 256 |  | 0
J | 5.11.4.7 | Schedule AP | Inspect, clean, record findings and provide an updated register. (Monthly) | No. | 59 |  | 0
K | 5.11.4.7 | Schedule AP | Inspect, service, record findings and provide an updated register. (Annually) | No. | 5 |  | 0
| 5.11.5 |  | FIRE EXTINGUISHERS
L | 5.11.5.6 | Schedule AQ | Inspect, record findings and provide an updated register. (Monthly) | No. | 59 |  | 0
M | 5.11.5.6 | Schedule AQ | Inspect, service, record findings and provide an updated register. (Annually) | No. | 5 |  | 0
N | 5.11.5.6 | Schedule AQ | Inspect, hydrostatically pressure test, record findings and provide an updated register. (Every five (5) years) | No. | 1 |  | 0
O | 5.11.5.6 | Schedule AQ | Inspect, hydrostatically pressure test, record findings and provide an updated register. (Every ten (10) years) | No. | 1 |  | 0
| 5.11.6 |  | FIRE BLANKETS
A |  | No schedule Reference | Inspect, record findings and provide an updated register. (Monthly) | N/A
B |  | No schedule Reference | Inspect, service, record findings and provide an updated register. (Annually) | N/A
| 5.11.7 |  | BREATHING APPARATUS
C |  | No schedule Reference | Inspect, record findings and provide an updated register. (Monthly) | N/A
D |  | No schedule Reference | Inspect, service, record findings and provide an updated register. (Annually) | N/A
| 5.11.8 |  | EMERGENCY ESCAPE ROUTES, EXIT DOORS, STAIRWELLS, ETC.
E | 5.11.8.4 | Schedule AR | Inspect, record findings and provide a report. (Monthly) | No. | 59 |  | 0
| 5.12 |  | LIFE SAFETY ELECTRONIC SYSTEMS
| 5.12.3 |  | FIRE DETECTION AND ALARM, GAS CONTROL SYSTEMS
F | 5.12.3.2 | Schedule AS | Inspect, test, record findings and provide a report. (Weekly) | No. | 256 |  | 0
G | 5.12.3.2 | Schedule AS | Inspect, test, record findings and provide a report. (Monthly) | No. | 59 |  | 0
H | 5.12.3.2 | Schedule AS | Inspect, test, record findings and provide a report. (Quarterly) | No. | 20 |  | 0
J | 5.12.3.2 | Schedule AS | Inspect, test, record findings and provide a report. (Annually) | No. | 5 |  | 0
| 5.12.4 |  | VOICE ACTIVATION SYSTEMS
K | 5.12.4.2 | Schedule AT | Inspect, test, record findings and provide a report. (Weekly) | No. | 256 |  | 0
L | 5.12.4.2 | Schedule AT | Inspect, test, record findings and provide a report. (Quarterly) | No. | 20 |  | 0
M | 5.12.4.2 | Schedule AT | Inspect, test, record findings and provide a report. (Annually) | No. | 5 |  | 0
| 5.12.5 |  | EMERGENCY COMMUNICATION SYSTEM
A | 5.12.5.2 | Schedule AU | Inspect, test, record findings and provide a report. (Weekly) | No. | 256 |  | 0
B | 5.12.5.2 | Schedule AU | Inspect, test, record findings and provide a report. (Quarterly) | No. | 20 |  | 0
C | 5.12.5.2 | Schedule AU | Inspect, test, record findings and provide a report. (Annually) | No. | 5 |  | 0
| 5.12.6 |  | REMRAD SYSTEMS
D |  | No schedule Reference | Undertake a manual test to ensure the equipment is functional, the signal is received and the responses are audible. Record the findings and provide a report. (Weekly) | N/A
E |  | No schedule Reference | Undertake a fire condition simulation by activating three (3) smoke detectors to ensure the equipment is functional and the signal is received automatically without any manual intervention. Record the findings and provide a report. Notify the CoCT Goodwood Fire Station prior to the simulation. (Monthly) | N/A
F |  | No schedule Reference | Obtain the relevant log information. The logs shall be used as further evidence of testing, failures, alarms, etc. that have taken place. (Monthly) | N/A
G |  | No schedule Reference | Inspect and service the system. (Quarterly) | N/A
H |  | No schedule Reference | Pay the licencing fee. (Quarterly) | N/A
| 5.13 |  | LIQUID PETROLEUM GAS INSTALLATIONS
| 5.13.7 |  | EXTERNAL LPG BANKS
J |  | No schedule Reference | Inspect, clean, record findings and provide a report. (Every two (2) weeks) | N/A
K |  | No schedule Reference | Inspect, clean, service, record finding and provide a report. (Quarterly) | N/A
L |  | No schedule Reference | Provide a COC for each external LPG installation (during December of each year). (Annually) | N/A
| 5.13.8 |  | FLAME OF REMEMBRANCE
A |  | No schedule Reference | All-inclusive preventative and corrective maintenance requirements including the supply and delivery of LPG, re-ignition of flame, cleaning and repairs to the immediate surrounding infrastructure (e.g. cage, signage, etc.), spares, etc. (e.g. cage, signage, etc.). Provide a monthly report. (Monthly) | N/A
B |  | No schedule Reference | Provide a COC (during December of each year). (Annually) | N/A
| 5.14 |  | COMMERCIAL CATERING APPLIANCES
C |  | No schedule Reference | Inspect, clean, check connections, service, record findings and provide a report. (Quarterly) | N/A
| 5.15 |  | DOMESTIC APPLIANCES
D |  | No schedule Reference | Inspect, clean, check connections, service, record findings and provide a report. (Quarterly) | No. | 20 |  | 0
| 5.16 |  | LIFTS
E |  | No schedule Reference | Comprehensive Repair and Maintenance Contracts. Lifts shall be inspected and serviced as required including all repairs and replacements of components. This shall include but not be limited to lift shafts, internal and externals of the lift car, lift motor room, power distribution systems, etc. (Monthly) | N/A
F |  | No schedule Reference | An appropriately qualified and registered independent lift inspector shall inspect the lifts, issue the findings, inspect the work until is it appropriately completed and issue a revised findings report, all within the regulated period. (Annually) | N/A
| 5.18 |  | HANDYMAN SERVICES
A |  | No schedule Reference | Handyman Services shall include labour, tools, appropriate consumables and supplies necessary to complete the tasks for general building infrastructure, plumbing and drainage, electrical, HVAC and Fire Services. E.g. consumables and supplies could include but not be limited to random screws, washers, nails, nuts, bolts, drywall anchors, fasteners, zip ties, adhesives, caulking, sealants, glues, staples, electrical tape, masking tape, thread seal tape, duct tape, wall patch / wood filler, shims, rags, wire connectors, popsicle / craft sticks, picture hanging wire, batteries, etc. (Ongoing) | No. | 59 |  | 0
| 5.19 |  | GENEAL SERVICES
| 5.19.1.1 |  | FUEL FIRED BOILERS
B |  | No schedule Reference | Inspect, test and service. (Every three (3) years) | N/A
| 5.19.1.2 |  | ELECTRODE BOILERS
C |  | No schedule Reference | Inspect, test and service. (Every three (3) years) | N/A
| 5.19.1.3 |  | PRESSURE VESSELS
D |  | No schedule Reference | Inspect, test and service. (Every three (3) years) | N/A
| 5.19.1.4 |  | PUMPS (ELECTRICAL)
E |  | No schedule Reference | Inspect, test and service. (Quarterly) | N/A
| 5.19.1.5 |  | PUMPS (MECHANICAL)
F |  | No schedule Reference | Inspect, test and service. (Quarterly) | N/A
| 5.19.1.6 |  | AUTOMATED SLIDING DOORS
G |  | No schedule Reference | Inspect, test and service. (Quarterly) | N/A
| 5.19.1.7 |  | AUTOMATED ROLLER SHUTTER DOORS
H |  | No schedule Reference | Inspect, test and service. (Quarterly) | N/A
| 5.19.1.8 |  | AUTOMATED SLIDING GATES
A |  | No schedule Reference | Inspect, test and service. (Quarterly) | N/A
| 6 |  | SERVICE 4: CIVILS
| 6.13.1 |  | STORM WATER DRAINAGE SYSTEMS
B |  | No schedule Reference | High pressure clean, inspect with a camera and where necessary use a drain auger to remove any blockages, tree roots, etc. Re-inspect with a camera. They shall be left free of sediment, debris or any other foreign materials. (Monthly) | N/A
| 6.13.2 |  | SOIL DRAINAGE SYSTEMS
C |  | No schedule Reference | Clean all drainage systems by removing grates, remove all sediment, debris or any other foreign materials, re-install grates. (Monthly) | N/A
| 8 |  | SERVICE 6: GROUNDS UPKEEP AND LANDSCAPE HORTICULTURE
| 8.8 |  | GROUNDS UP KEEP
| 8.8.12 |  | PATROL CLEANING
D |  | No schedule Reference | Pick-up, collect and dispose of all litter, debris, packets, leaves, etc. to ensure the grounds are clean, neat and tidy. (Ongoing) | N/A
| 8.8.13 |  | HARD SURFACE CLEANING
E |  | No schedule Reference | Hard surfaces shall be swept and cleaned appropriately to ensure they are free from all stains, debris and atmospheric pollution, accidental spillage of material, bird droppings and the like. (Ongoing) | N/A
| 8.8.14 |  | HARD SURFACE WEED CONTROL
F |  | No schedule Reference | Weed removal shall be undertaken by hand, after which an appropriate weed control material / product shall be used to retard weed growth. (Ongoing) | N/A
| 8.8.15 |  | WATER FEATURES
A |  | No schedule Reference | Inspect, clean and ensure they are free of sediment, debris or any other foreign matter. (Ongoing) | N/A
| 8.9 |  | LANDSCAPE HORTICULTURE
| 8.9.9 |  | ROUTINE LANDSCAPE HORTICULTURE SERVICES
B |  | No schedule Reference | Routine day-to-day landscaping horticulture: Ensure that the landscaped areas are clean, neat and free of weeds. All plant specimens shall be kept to a height and form that is safe and appropriate for its type and location of planting. All plants specimens shall be provided with sufficient water, compost, fertiliser, etc. Note: This encompasses the complete requirement and specification for Landscaping Horticulture unless specified separately elsewhere. (Ongoing) | N/A
| 8.9.9.6.1 |  | IRRIGATION AND WATERING
C |  | No schedule Reference | All sprinkler nozzles shall be inspected for blockages, cleaned, serviced and where necessary realigned for optimal functioning. (Monthly) | N/A
D |  | No schedule Reference | Controllers shall be tested, cleaned, serviced and timer settings confirmed. (Quarterly) | N/A
| 8.9.9.6.10 |  | WATER FEATURES
E |  | No schedule Reference | Empty the water feature for routine maintenance of tiling, plastering and painting, waterproofing, the webbing installed for the squirrels, lighting, pumps, ensure the day / night timer to switch lights on / off are appropriate to the seasons, refill the feature, etc. and ensure the water feature is fully commissioned. Return plants and other to the water feature. (Quarterly) | N/A
| 9 |  | SERVICE 7: CLEANING AND HYGIENE
| 9.6 |  | ROUTINE BUILDING CLEANING
A |  | No schedule Reference | Routine day-to-day cleaning: Provide routine day-to-day cleaning that enhances the facilities using the best known cleaning practices and equipment available including rigorous standards of professionalism, descipline and in a manner that minimises all forms of discruptions and noise to the occupants. Note: This encompassess the complete requirement and specification unless specified separately elsewhere. (Ongoing) | N/A
| 9.7 |  | SCHEDULED CLEANING
B |  | No schedule Reference | Internal window cleaning (Quarterly) | No. | 20 |  | 0
C |  | No schedule Reference | Deep Cleaning: Bathrooms (Quarterly) | No. | 20 |  | 0
D |  | No schedule Reference | Deep Cleaning: Commercial Kitchen and associated areas (Quarterly) | N/A
E |  | No schedule Reference | Deep Cleaning: Emergency stairwells (Quarterly) | No. | 20 |  | 0
F |  | No schedule Reference | Deep clean lift foyers and lifts (Quarterly) | N/A
|  | No schedule Reference | Deep clean walk-off mats (Quarterly) | N/A
| 9.8 |  | HYGIENE SERVICES
| 9.8.2 |  | SANITARY BIN SERVICE
G |  | No schedule Reference | Remove liner containing waste and replace with a clean liner. (Every seven (7) days) | N/A
H |  | No schedule Reference | Remove liner containing waste and replace with a clean liner. (Every fourteen (14) days) | No. | 124 |  | 0
| 9.8.3 |  | COVID-19 SANITISER UNITS AND CONSUMABLES
|  | No schedule Reference | Supply and re-fill consumables (Ongoing) | No. | 59 |  | 0
| 9.9 |  | GENERAL SERVICES
ROUTINE PLANTROOM CLEANING
A | 9.9.3 | No schedule Reference | Inspect, clean and record all related activities (Ongoing) | N/A
| 10 |  | SERVICE 8: ENVIRONMENTAL SERVICES
| 10.9 |  | WASTE MANAGEMENT
B |  | No schedule Reference | Compactor shall be removed, emptied, cleaned and retuned as required but not less than once a week. This shall take place before 07h00 or after 18h00 to ensure minimum disruption to the applicable entrances / exits. (Ongoing) | N/A
C |  | No schedule Reference | The compactor area, other waste areas and wheelie bins shall be cleaned as often as required but not less than twice a week with non-potable water from an off-site location until suitable non-potable water is available on site. This shall take place before 07h00 or after 18h00 to ensure minimum disruption to the applicable entrances / exits. (Ongoing) | N/A
D |  | No schedule Reference | The compactor shall be removed before 07h00 on the day before SONA and returned before 07h00 the day after SONA. (Annually + 1) | N/A
E |  | No schedule Reference | All other food waste shall be transported to a licensed facility for incineration and a disposal certificate provided. (Ongoing) | N/A
F |  | No schedule Reference | Remove waste, clean fat trap and dispose of the waste at a licensed facility and provide a disposal certificate. (Weekly) | N/A
G |  | No schedule Reference | Collect, separate and transport all waste identified for recycling to a licensed facility for further sorting and recycling. Provide a disposal certificate. (Ongoing) | N/A
H |  | No schedule Reference | Medical waste shall be collected and transported by a licenced SP to a licensed medical waste disposal facility for incineration and provide a disposal certificate. (Every two (2) weeks) | No. | 128 |  | 0
| 10.9.14 |  | INDUSTRIAL SHREDDER AND PAPER RECYCLING
A |  | No schedule Reference | Transport the shredded paper to a licenced facility and obtain a certificate of disposal. (Weekly) | N/A
B |  | No schedule Reference | Provide a competent operator and shred paper as required. (Ongoing) | N/A
C |  | No schedule Reference | Clean and service the Industrial Shredder. (Quarterly) | N/A
| 10.1 |  | PEST CONTROL
D |  | No schedule Reference | Plan, schedule and undertake general building pest control. (Every nine (9) weeks) | No. | 29 |  | 0
E |  | No schedule Reference | Plan, schedule and undertake pest control in the Art Stores. Treatment shall include light spray for cockroaches, gel for silver fish, check for borer beetle, check for moths, small flies, etc. and treat as required. (Every twelve (12) weeks) | N/A
F |  | No schedule Reference | Re-fill tamper proof bait boxes, re-secure signage and bait boxes where necessary and update register. (Monthly) | No. | 59 |  | 0
G |  | No schedule Reference | Plan, schedule and undertake pest control in pump rooms. (Monthly) | N/A
H |  | No schedule Reference | Plan, schedule and undertake pest control in commercial kitchens and associated areas. (Monthly) | N/A
J |  | No schedule Reference | Plan, schedule and undertake pest control in areas (after the areas and wheelie bins have been high pressure washed). (Every two (2) weeks) | N/A
K |  | No schedule Reference | Plan, schedule and undertake pest control in basement parking areas, basements in general and all basement plant rooms. (Quarterly) | N/A
L |  | No schedule Reference | Plan, schedule and undertake pest control all chambers and Committee Rooms (after scheduled cleaning). (Quarterly) | N/A
M |  | No schedule Reference | Plan, schedule and undertake pest control in all internal emergency stairwells (after scheduled cleaning). (Quarterly) | N/A
| 11 |  | SERVICE 9: CEREMONIAL SERVICES
A |  | No schedule Reference | Co-ordinate and hand over consolidated Health and Safety Files in collaboration with the DPWI SPs appointed specifically for this event. (Annually + 1) | N/A
B |  | No schedule Reference | Provide a detailed closeout report of the event. (Annually + 1) | N/A
|  |  | Total Carried to Final Summary |  |  | R

## Bill No. 14 - Belvedere
Item No. | Clause Ref: | Schedule Ref: |  | Unit | Qty | Rate | Amount
BILL NO. 14
BELVEDERE BUILDING
Belvedere House is 781m² in size and consists of a relatively small basement which houses the sump pump, a ground floor, 1st floor, called the mezzanine and 2nd floor and is configured mainly as office accommodation for the police service. The building has ablution facilities, kitchen/locker area, entrance lobby, offices and has a court yard. Belvedere Building is a heritage building is positioned on the South East corner of Stal Plein, next to the Good Hope Parking area.
-----------------------------
SUPPLEMENTARY PREAMBLES
Tenderers are referred to the following sections and/or annexures before pricing this bill.
| Volume 3 |  | Part C1: Agreement and Contract Data
| Part C1.2 |  | Contract Data – Facilities Management -DPW-04(FM)
| Part C1.3 |  | Conditions of Contract – PA-10(FM)
| Part C1.4 |  | Amendments to Standard Conditions of Contract
| Part C1.5 |  | Special Conditions of Contract
| Volume 3 |  | Part C2: Pricing Data
| Part C2.1 |  | Pricing Instructions (PG-02.1 EC)
| Volume 3 |  | Part C3: Scope of Work
| Part C3.2 |  | Scope of Work
| Volume 3 |  | Preventative Maintenance Matrix of Services
| Part C3.3 |  | Tenderers are referred to the Matrix of Services for required services applicable to individual buildings / facilities applicable to this contract.
| Volume 3 |  | Service Level Agreement and Priority Table
| Part C3.4 |  | Tenderers are referred to Service Level Agreement and Priority Table for availability and performance requirements applicable to this contract.
| Volume 3 |  | Penalty Schedule
| Part C3.5 |  | Tenderers are referred to Penalty Schedule applicable to this contract.
| Volume 3 |  | Contract Participation Goals and cidb Build Progamme
| Part C3.6 |  | Tenderers are referred to Contract Participation Goals and cidb Build Programme applicable to this contract.
| Volume 3 |  | Health and Safety Requirements
| Part C3.7 |  | Tenderers are referred to Health and Safety requirements applicable to this contract.
| Volume 3 |  | HIV/AIDS Specification (PW 1544)
| Part C3.8 |  | Tenderers are referred to HIV/AIDS Specification (PW 1544) applicable to this contract.
Notes on pricing
The Tenderer shall view the site and all existing structures thereon and make himself thoroughly acquainted with the conditions under which the works / services are to be done, the means of access to the works, the condition of the roads, the nature of the site and generally with all matters which may influence the contract and any restrictions or conditions which may be imposed by the employer and/or local authority.
No claim for any extras in connection with the position, conditions or circumstances of the work or siting of temporary structures, etc will be entertained.
-----------------------------
| 4 |  | SERVICE 2: BUILDING INFRASTRUCTURE
| 4.8 |  | EXTERNAL: CLEANING
A |  | No schedule Reference | Remove debris, litter and fouling from roof surfaces including waterproofing, gutters, down pipes, full bores etc. and any other type of roof, courtyard or patio covering, etc., to prevent the ingress of water and ensure they are left clean and stain free. This shall include including bird netting.(Monthly) | No. | 59 |  | 0
B |  | No schedule Reference | Remove debris, litter and fouling from boundary and free-standing walls, fencing, railings, pillars, signage, roof surfaces and walls of guard houses, etc. and ensure they are left clean and stain free. (Quarterly) | N/A
C |  | No schedule Reference | Remove debris, litter and fouling from façades, balconies (ground and upper levels), windows, window ledges, shutters, shop front type entrance / exits, external emergency staircases, entrance and exit stairs, landings, patios, balustrades, signage, etc. to ensure they are clean and stain free. Windows shall be dried and bear no evidence of residual cleaning materials / products, smears, run marks, stains or finger marks, etc. (Quarterly) | No. | 20 |  | 0
D |  | No schedule Reference | Using suitable camera equipment and/or by other means, ensure that all down pipes (surface mounted or encased in concrete) are checked for blockages. Blockages shall be removed without causing damage. The downpipes shall be inspected for signs of corrosion, leaks, etc. Provide a report and before / after dated and time stamped photos and videos including recommendations for further work. (Quarterly) | No. | 20 |  | 0
| 4.11 |  | LEATHER REPAIRS
E |  | No schedule Reference | Inspect all applicable leather items for repairs, buttons replacements, minor leather replacements, etc., provide a report and a quotation based on the schedule of rates for further action. (Quarterly) | N/A
| 4.13 |  | FLAG POLES
A |  | No schedule Reference | Inspect the rope, pulleys and toggles, paint or varnish poles and associated infrastructure, etc. and provide a report including before and after date and time stamped photos (December, March, June and September). (Quarterly) | N/A
B |  | No schedule Reference | Supply and install new ropes, new pulleys, new cleats and new toggles (December). (Annually) | N/A
| 5 |  | SERVICE 3: TECHNICAL SERVICES
| 5.8 |  | ELECTRICAL SERVICES
| 5.8.5 |  | MEDIUM VOLTAGE NETWORK (SUBSTATIONS, TRANSFORMERS, RING MAIN UNIT, BTUs, ETC.)
A | 5.8.5.9 | Schedule A | Substations - Inspect, record findings and provide a report. (Quarterly) | N/A
B | 5.8.5.10 | Schedule B | MV Switchgear - Inspect, record findings and provide a report. (Quarterly) | N/A
C | 5.8.5.11 | Schedule C | LV Boards - Inspect, record findings and provide a report. (Quarterly) | N/A
D | 5.8.5.12 | Schedule D | Transformers - Inspect, record findings and provide a report. (Quarterly) | N/A
E | 5.8.5.13 | Schedule E | BTUs - Inspect, clean, service, record findings and provide a report. (Monthly) | N/A
F |  | No schedule Reference | MV Power Factor Equipment - Inspect, record findings and provide a report. (Quarterly) | N/A
G | 5.8.5.14 | Schedule F | Ring Main Unit - Inspect, clean, service, record findings and provide a report. (Annually) | N/A
H | 5.8.5.15 | Schedule G | Transformers: Dry Type Transformers - Inspect, clean, service, record findings and provide a report. (Annually) | N/A
J | 5.8.5.16 | Schedule H | Transformers: Free Breathing Oil Filled Transformers - Inspect, clean, service, record findings and provide a report. (Annually) | N/A
K | 5.8.5.17 | Schedule I | Transformers: Sealed Oil Filled Transformers - Inspect, clean, service, record findings and provide a report. (Annually) | N/A
L | 5.8.5.18 | Schedule J | ABB SAFERING CCMVVVVSVVV, CVVVV, CCFF, CFFFF, CCC - Inspect, clean, service, record findings and provide a report. (Annually) | N/A
M |  | No schedule Reference | MW Power Factor Equipment - Inspect, clean, service, record findings and provide a report. (Annually) | N/A
A |  | No schedule Reference | Liaise with CoCT prior to the scheduled work to ensure that the work completed by CoCT is managed in a way that minimises a total power outage ensuring all services including Security Service interruptions are minimised or not interrupted at all. (Every three (3) years) | N/A
| 5.8.6 |  | STANDBY GENERATORS
B | 5.8.6.12 | Schedule K | Inspect, off load test, record findings and provide a report. (Weekly) | N/A
C | 5.8.6.12 | Schedule K | Inspect, load test, record findings and provide a report. (Quarterly) | N/A
D | 5.8.6.12 | Schedule K | Inspect, service, load test, record findings and provide a report. (Annually) | N/A
E |  | No schedule Reference | Bulk Diesel Tanks (2x): Obtain one (1) sample annually from the bottom of each of the bulk diesel tanks, have it tested at an accredited laboratory and provide the test results. (Annually + 1) | N/A
F | 5.8.6.13 | Schedule L | Duvalco FMS: Inspect, service, record findings and provide a report. (Monthly) | N/A
G | 5.8.6.13 | Schedule L | Duvalco FMS: Supply and install new Duvalco BFS Red cartridge. (Quarterly) | N/A
| 5.8.7 |  | UNINTERRUPTED POWER SUPPLY
H | 5.8.7.5 | Schedule M | Inspect, clean, service, test and record information for the UPS and the batteries. (Monthly) | N/A
| 5.8.8 |  | DISTRIBUTION BOARDS
J | 5.8.8.9 | Schedule N | Inspect, test and record findings. (Monthly) | No. | 59 |  | 0
K | 5.8.8.9 | Schedule N | Inspect, test, where necessary label and record findings. (Quarterly) | No. | 20 |  | 0
L | 5.8.8.9 | Schedule N | Inspect, test, service, do thermal scan, repair, tighten, re-do thermal scan, record findings and provide a report. (Annually) | No. | 5 |  | 0
| 5.8.9 |  | GENERAL SERVICES
A | 5.8.9.7 | Schedule O | Lights and light fittings: Inspect, test, repair and record findings. (Every six (6) months) | No. | 10 |  | 0
B | 5.8.9.8 | Schedule P | Emergency lights: Inspect, test, repair and record findings. (Quarterly) | No. | 20 |  | 0
C | 5.8.9.9 | Schedule Q | Power outlets: Inspect, test, repair and record findings. (Every six (6) months) | No. | 10 |  | 0
D | 5.8.9.10 | Schedule R | Power skirting: Inspect, test, repair and record findings. (Every six (6) months) | No. | 10 |  | 0
E | 5.8.9.11 | Schedule S | Isolators and fixed equipment: Inspect, test, repair and record findings. (Quarterly) | No. | 20 |  | 0
| 5.9 |  | HEATING VENTILATION AND COOLING
| 5.9.9.1 |  | WATER COOLED CHILLER AND AIR COOLED CHILLER
F | 5.9.10 | Annexure T | Inspect, test, record findings and provide a report.(Monthly) | N/A
G | 5.9.10 | Annexure T | Inspect, test, clean, record findings and provide a report. (Quarterly) | N/A
H | 5.9.10 | Annexure T | Inspect, service, clean, take samples, test, record findings and provide a report. (Annually) | N/A
| 5.9.9.2 |  | COOLING TOWER AND CLOSED CIRCUIT COOLER
J | 5.9.11 | Annexure U | Inspect, test, clean, service, record findings and provide a report. (Monthly) | N/A
K | 5.9.11 | Annexure U | Inspect, test, clean, record findings and provide a report.(Quarterly) | N/A
L | 5.9.11 | Annexure U | Inspect, test, service clean, record findings and provide a report.(Annually) | N/A
| 5.9.9.3 |  | WATER TREATMENT PLANT
A | 5.9.12 | Annexure V | Inspect, test, clean, service, record findings and provide a report.(Monthly) | N/A
B | 5.9.12 | Annexure V | Take samples, test and provide a report.(Quarterly) | N/A
C | 5.9.12 | Annexure V | Inspect, supply chemicals, record findings and provide a report.(Annually) | N/A
| 5.9.9.4 |  | PUMPS
D | 5.9.13 | Annexure W | Inspect, test, record findings provide a report.(Monthly) | N/A
E | 5.9.13 | Annexure W | Inspect, test, clean, service, record findings and provide a report.(Quarterly) | N/A
F | 5.9.13 | Annexure W | Inspect, test, service, clean, record findings and provide a report.(Annually) | N/A
| 5.9.9.5 |  | PRESSURE TANKS
G | 5.9.14 | Annexure X | Inspect, test, record findings and provide a report.(Quarterly) | N/A
H | 5.9.14 | Annexure X | Inspect, test, service, clean, record findings and provide a report.(Annually) | N/A
| 5.9.9.6 |  | MAKE UP TANKS
J | 5.9.15 | Annexure Y | Inspect, test, record findings and provide a report.(Quarterly) | N/A
K | 5.9.15 | Annexure Y | Inspect, test, service, clean, record findings and provide a report.(Annually) | N/A
| 5.9.9.7 |  | PIPEWORK AND ANCILLARIES
L | 5.9.16 | Annexure Z | Inspect, test, clean, record findings and provide a report.(Monthly) | N/A
M | 5.9.16 | Annexure Z | Inspect, test, record findings and provide a report.(Quarterly) | N/A
N | 5.9.16 | Annexure Z | Inspect, test, service, clean, record findings and provide a report. (Annually) | N/A
| 5.9.9.8 |  | DUCTWORK AND ANCILLARIES
A | 5.9.17 | Annexure AA | Inspect, test, record findings and provide a report.(Monthly) | N/A
B | 5.9.17 | Annexure AA | Inspect, test, clean, record findings and provide a report.(Quarterly) | N/A
C | 5.9.17 | Annexure AA | Inspect, test, service, clean, record findings and provide a report. (Annually) | N/A
| 5.9.9.9 |  | AIR HANDLING UNITS
D | 5.9.18 | Annexure AB | Inspect, test, clean, record findings and provide a report. (Monthly) | N/A
E | 5.9.18 | Annexure AB | Inspect, test, service, clean, record findings and provide a report.(Quarterly) | N/A
F | 5.9.18 | Annexure AB | Inspect, test, service, clean, record findings and provide a report.(Annually) | N/A
| 5.9.9.10 |  | FANS
G | 5.9.19 | Annexure AC | Clean extractor canopy filters, record findings and provide a report. (Weekly) | N/A
H | 5.9.19 | Annexure AC | Inspect, test, record findings and provide a report. (Monthly) | N/A
J | 5.9.19 | Annexure AC | Inspect, test, service, clean kitchen extract ducting, record findings and provide a report. (Quarterly) | N/A
K | 5.9.19 | Annexure AC | Inspect, test, service, clean, record findings and provide a report. (Annually) | N/A
| 5.9.9.11 |  | FIRE CRITICAL EQUIPMENT
L | 5.9.20 | Annexure AD | Inspect, test, record findings and provide a report. (Monthly) | N/A
M | 5.9.20 | Annexure AD | Inspect, test, record findings and provide a report. (Quarterly) | N/A
N | 5.9.20 | Annexure AD | Inspect, test, service, record findings and provide a report. (Annually) | N/A
| 5.9.9.12 |  | PACKAGE, SPLIT AND WATER COOLED UNITS
A | 5.9.21 | Annexure AE | Inspect, test, clean, record findings and provide a report. (Monthly) | No. | 59 |  | 0
B | 5.9.21 | Annexure AE | Inspect, test, clean, record findings and provide a report. (Quarterly) | No. | 20 |  | 0
C | 5.9.21 | Annexure AE | Inspect, test, service, clean, record findings and provide a report. (Annually) | No. | 5 |  | 0
| 5.9.9.13 |  | SWITCHBOARDS
D | 5.9.22 | Annexure AF | Inspect, test, service, record findings and provide a report. (Monthly) | N/A
E | 5.9.22 | Annexure AF | Inspect, test, record findings and provide a report. (Quarterly) | N/A
F | 5.9.22 | Annexure AF | Inspect, test, record findings and provide a report. (Annually) | N/A
| 5.9.9.14 |  | NON-BMS CONTROLS
G | 5.9.23 | Annexure AG | Inspect, test, record findings and provide a report. (Monthly) | N/A
H | 5.9.23 | Annexure AG | Inspect, test, service, clean, record findings and provide a report. (Annually) | N/A
| 5.1 |  | BUILDING MANAGEMENT SYSTEM
J |  | No schedule Reference | Monitor the BMS Control Room between the hours of 08h00 – 18h00 Monday to Friday excluding public holidays. (Ongoing) | N/A
K | 5.10.9 | Annexure AH | Inspect, test and provide a report. (Monthly) | N/A
L | 5.10.9 | Annexure AH | Inspect, test, clean and provide a report. (Quarterly) | N/A
M | 5.10.9 | Annexure AH | Inspect, test, clean and provide a report. (Annually) | N/A
| 5.11 |  | FIRE PROTECTION SERVICES
| 5.11.3 |  | FIRE SPRINKLER SYSTEMS
A | 5.11.3.5 | Schedule AI | Inspect, test and record findings. (Daily) | N/A
B | 5.11.3.6 | Schedule AJ | Inspect, test and record findings. (Weekly) | N/A
C | 5.11.3.7 | Schedule AK | Inspect, test, clean, service, record findings and provide a report. (Quarterly) | N/A
D | 5.11.3.8 | Schedule AL | Inspect, test, record findings and provide a report. (Every six (6) months) | N/A
E | 5.11.3.9 | Schedule AM | Inspect, test, record findings and provide a report. (Annually) | N/A
F | 5.11.3.10 | Schedule AN | Inspect, test, clean, service, record findings and provide a report. (Every three (3) years) | N/A
G | 5.11.3.11 | Schedule AO | Inspect, test, clean, service, record findings and provide a report. (Every fifteen (15) years) | N/A
| 5.11.4 |  | FIRE HOSE REELS AND HYDRANTS
H | 5.11.4.7 | Schedule AP | Inspect, recording findings and provide an updated register. (Weekly) | No. | 256 |  | 0
J | 5.11.4.7 | Schedule AP | Inspect, clean, record findings and provide an updated register. (Monthly) | No. | 59 |  | 0
K | 5.11.4.7 | Schedule AP | Inspect, service, record findings and provide an updated register. (Annually) | No. | 5 |  | 0
| 5.11.5 |  | FIRE EXTINGUISHERS
L | 5.11.5.6 | Schedule AQ | Inspect, record findings and provide an updated register. (Monthly) | No. | 59 |  | 0
M | 5.11.5.6 | Schedule AQ | Inspect, service, record findings and provide an updated register. (Annually) | No. | 5 |  | 0
N | 5.11.5.6 | Schedule AQ | Inspect, hydrostatically pressure test, record findings and provide an updated register. (Every five (5) years) | No. | 1 |  | 0
O | 5.11.5.6 | Schedule AQ | Inspect, hydrostatically pressure test, record findings and provide an updated register. (Every ten (10) years) | No. | 1 |  | 0
| 5.11.6 |  | FIRE BLANKETS
A |  | No schedule Reference | Inspect, record findings and provide an updated register. (Monthly) | N/A
B |  | No schedule Reference | Inspect, service, record findings and provide an updated register. (Annually) | N/A
| 5.11.7 |  | BREATHING APPARATUS
C |  | No schedule Reference | Inspect, record findings and provide an updated register. (Monthly) | N/A
D |  | No schedule Reference | Inspect, service, record findings and provide an updated register. (Annually) | N/A
| 5.11.8 |  | EMERGENCY ESCAPE ROUTES, EXIT DOORS, STAIRWELLS, ETC.
E | 5.11.8.4 | Schedule AR | Inspect, record findings and provide a report. (Monthly) | No. | 59 |  | 0
| 5.12 |  | LIFE SAFETY ELECTRONIC SYSTEMS
| 5.12.3 |  | FIRE DETECTION AND ALARM, GAS CONTROL SYSTEMS
F | 5.12.3.2 | Schedule AS | Inspect, test, record findings and provide a report. (Weekly) | N/A
G | 5.12.3.2 | Schedule AS | Inspect, test, record findings and provide a report. (Monthly) | N/A
H | 5.12.3.2 | Schedule AS | Inspect, test, record findings and provide a report. (Quarterly) | N/A
J | 5.12.3.2 | Schedule AS | Inspect, test, record findings and provide a report. (Annually) | N/A
| 5.12.4 |  | VOICE ACTIVATION SYSTEMS
K | 5.12.4.2 | Schedule AT | Inspect, test, record findings and provide a report. (Weekly) | N/A
L | 5.12.4.2 | Schedule AT | Inspect, test, record findings and provide a report. (Quarterly) | N/A
M | 5.12.4.2 | Schedule AT | Inspect, test, record findings and provide a report. (Annually) | N/A
| 5.12.5 |  | EMERGENCY COMMUNICATION SYSTEM
A | 5.12.5.2 | Schedule AU | Inspect, test, record findings and provide a report. (Weekly) | N/A
B | 5.12.5.2 | Schedule AU | Inspect, test, record findings and provide a report. (Quarterly) | N/A
C | 5.12.5.2 | Schedule AU | Inspect, test, record findings and provide a report. (Annually) | N/A
| 5.12.6 |  | REMRAD SYSTEMS
D |  | No schedule Reference | Undertake a manual test to ensure the equipment is functional, the signal is received and the responses are audible. Record the findings and provide a report. (Weekly) | N/A
E |  | No schedule Reference | Undertake a fire condition simulation by activating three (3) smoke detectors to ensure the equipment is functional and the signal is received automatically without any manual intervention. Record the findings and provide a report. Notify the CoCT Goodwood Fire Station prior to the simulation. (Monthly) | N/A
F |  | No schedule Reference | Obtain the relevant log information. The logs shall be used as further evidence of testing, failures, alarms, etc. that have taken place. (Monthly) | N/A
G |  | No schedule Reference | Inspect and service the system. (Quarterly) | N/A
H |  | No schedule Reference | Pay the licencing fee. (Quarterly) | N/A
| 5.13 |  | LIQUID PETROLEUM GAS INSTALLATIONS
| 5.13.7 |  | EXTERNAL LPG BANKS
J |  | No schedule Reference | Inspect, clean, record findings and provide a report. (Every two (2) weeks) | N/A
K |  | No schedule Reference | Inspect, clean, service, record finding and provide a report. (Quarterly) | N/A
L |  | No schedule Reference | Provide a COC for each external LPG installation (during December of each year). (Annually) | N/A
| 5.13.8 |  | FLAME OF REMEMBRANCE
A |  | No schedule Reference | All-inclusive preventative and corrective maintenance requirements including the supply and delivery of LPG, re-ignition of flame, cleaning and repairs to the immediate surrounding infrastructure (e.g. cage, signage, etc.), spares, etc. (e.g. cage, signage, etc.). Provide a monthly report. (Monthly) | N/A
B |  | No schedule Reference | Provide a COC (during December of each year). (Annually) | N/A
| 5.14 |  | COMMERCIAL CATERING APPLIANCES
C |  | No schedule Reference | Inspect, clean, check connections, service, record findings and provide a report. (Quarterly) | N/A
| 5.15 |  | DOMESTIC APPLIANCES
D |  | No schedule Reference | Inspect, clean, check connections, service, record findings and provide a report. (Quarterly) | N/A
| 5.16 |  | LIFTS
E |  | No schedule Reference | Comprehensive Repair and Maintenance Contracts. Lifts shall be inspected and serviced as required including all repairs and replacements of components. This shall include but not be limited to lift shafts, internal and externals of the lift car, lift motor room, power distribution systems, etc. (Monthly) | N/A
F |  | No schedule Reference | An appropriately qualified and registered independent lift inspector shall inspect the lifts, issue the findings, inspect the work until is it appropriately completed and issue a revised findings report, all within the regulated period. (Annually) | N/A
| 5.18 |  | HANDYMAN SERVICES
A |  | No schedule Reference | Handyman Services shall include labour, tools, appropriate consumables and supplies necessary to complete the tasks for general building infrastructure, plumbing and drainage, electrical, HVAC and Fire Services. E.g. consumables and supplies could include but not be limited to random screws, washers, nails, nuts, bolts, drywall anchors, fasteners, zip ties, adhesives, caulking, sealants, glues, staples, electrical tape, masking tape, thread seal tape, duct tape, wall patch / wood filler, shims, rags, wire connectors, popsicle / craft sticks, picture hanging wire, batteries, etc. (Ongoing) | No. | 59 |  | 0
| 5.19 |  | GENEAL SERVICES
| 5.19.1.1 |  | FUEL FIRED BOILERS
B |  | No schedule Reference | Inspect, test and service. (Every three (3) years) | N/A
| 5.19.1.2 |  | ELECTRODE BOILERS
C |  | No schedule Reference | Inspect, test and service. (Every three (3) years) | N/A
| 5.19.1.3 |  | PRESSURE VESSELS
D |  | No schedule Reference | Inspect, test and service. (Every three (3) years) | N/A
| 5.19.1.4 |  | PUMPS (ELECTRICAL)
E |  | No schedule Reference | Inspect, test and service. (Quarterly) | N/A
| 5.19.1.5 |  | PUMPS (MECHANICAL)
F |  | No schedule Reference | Inspect, test and service. (Quarterly) | N/A
| 5.19.1.6 |  | AUTOMATED SLIDING DOORS
G |  | No schedule Reference | Inspect, test and service. (Quarterly) | N/A
| 5.19.1.7 |  | AUTOMATED ROLLER SHUTTER DOORS
H |  | No schedule Reference | Inspect, test and service. (Quarterly) | N/A
| 5.19.1.8 |  | AUTOMATED SLIDING GATES
A |  | No schedule Reference | Inspect, test and service. (Quarterly) | N/A
| 6 |  | SERVICE 4: CIVILS
| 6.13.1 |  | STORM WATER DRAINAGE SYSTEMS
B |  | No schedule Reference | High pressure clean, inspect with a camera and where necessary use a drain auger to remove any blockages, tree roots, etc. Re-inspect with a camera. They shall be left free of sediment, debris or any other foreign materials. (Monthly) | N/A
| 6.13.2 |  | SOIL DRAINAGE SYSTEMS
C |  | No schedule Reference | Clean all drainage systems by removing grates, remove all sediment, debris or any other foreign materials, re-install grates. (Monthly) | N/A
| 8 |  | SERVICE 6: GROUNDS UPKEEP AND LANDSCAPE HORTICULTURE
| 8.8 |  | GROUNDS UP KEEP
| 8.8.12 |  | PATROL CLEANING
D |  | No schedule Reference | Pick-up, collect and dispose of all litter, debris, packets, leaves, etc. to ensure the grounds are clean, neat and tidy. (Ongoing) | N/A
| 8.8.13 |  | HARD SURFACE CLEANING
E |  | No schedule Reference | Hard surfaces shall be swept and cleaned appropriately to ensure they are free from all stains, debris and atmospheric pollution, accidental spillage of material, bird droppings and the like. (Ongoing) | N/A
| 8.8.14 |  | HARD SURFACE WEED CONTROL
F |  | No schedule Reference | Weed removal shall be undertaken by hand, after which an appropriate weed control material / product shall be used to retard weed growth. (Ongoing) | N/A
| 8.8.15 |  | WATER FEATURES
A |  | No schedule Reference | Inspect, clean and ensure they are free of sediment, debris or any other foreign matter. (Ongoing) | N/A
| 8.9 |  | LANDSCAPE HORTICULTURE
| 8.9.9 |  | ROUTINE LANDSCAPE HORTICULTURE SERVICES
B |  | No schedule Reference | Routine day-to-day landscaping horticulture: Ensure that the landscaped areas are clean, neat and free of weeds. All plant specimens shall be kept to a height and form that is safe and appropriate for its type and location of planting. All plants specimens shall be provided with sufficient water, compost, fertiliser, etc. Note: This encompasses the complete requirement and specification for Landscaping Horticulture unless specified separately elsewhere. (Ongoing) | N/A
| 8.9.9.6.1 |  | IRRIGATION AND WATERING
C |  | No schedule Reference | All sprinkler nozzles shall be inspected for blockages, cleaned, serviced and where necessary realigned for optimal functioning. (Monthly) | N/A
D |  | No schedule Reference | Controllers shall be tested, cleaned, serviced and timer settings confirmed. (Quarterly) | N/A
| 8.9.9.6.10 |  | WATER FEATURES
E |  | No schedule Reference | Empty the water feature for routine maintenance of tiling, plastering and painting, waterproofing, the webbing installed for the squirrels, lighting, pumps, ensure the day / night timer to switch lights on / off are appropriate to the seasons, refill the feature, etc. and ensure the water feature is fully commissioned. Return plants and other to the water feature. (Quarterly) | N/A
| 9 |  | SERVICE 7: CLEANING AND HYGIENE
| 9.6 |  | ROUTINE BUILDING CLEANING
A |  | No schedule Reference | Routine day-to-day cleaning: Provide routine day-to-day cleaning that enhances the facilities using the best known cleaning practices and equipment available including rigorous standards of professionalism, descipline and in a manner that minimises all forms of discruptions and noise to the occupants. Note: This encompassess the complete requirement and specification unless specified separately elsewhere. (Ongoing) | N/A
| 9.7 |  | SCHEDULED CLEANING
B |  | No schedule Reference | Internal window cleaning (Quarterly) | No. | 20 |  | 0
C |  | No schedule Reference | Deep Cleaning: Bathrooms (Quarterly) | No. | 20 |  | 0
D |  | No schedule Reference | Deep Cleaning: Commercial Kitchen and associated areas (Quarterly) | N/A
E |  | No schedule Reference | Deep Cleaning: Emergency stairwells (Quarterly) | No. | 20 |  | 0
F |  | No schedule Reference | Deep clean lift foyers and lifts (Quarterly) | N/A
|  | No schedule Reference | Deep clean walk-off mats (Quarterly) | N/A
| 9.8 |  | HYGIENE SERVICES
| 9.8.2 |  | SANITARY BIN SERVICE
G |  | No schedule Reference | Remove liner containing waste and replace with a clean liner. (Every seven (7) days) | N/A
H |  | No schedule Reference | Remove liner containing waste and replace with a clean liner. (Every fourteen (14) days) | N/A
| 9.8.3 |  | COVID-19 SANITISER UNITS AND CONSUMABLES
|  | No schedule Reference | Supply and re-fill consumables (Ongoing) | N/A
| 9.9 |  | GENERAL SERVICES
ROUTINE PLANTROOM CLEANING
A | 9.9.3 | No schedule Reference | Inspect, clean and record all related activities (Ongoing) | N/A
| 10 |  | SERVICE 8: ENVIRONMENTAL SERVICES
| 10.9 |  | WASTE MANAGEMENT
B |  | No schedule Reference | Compactor shall be removed, emptied, cleaned and retuned as required but not less than once a week. This shall take place before 07h00 or after 18h00 to ensure minimum disruption to the applicable entrances / exits. (Ongoing) | N/A
C |  | No schedule Reference | The compactor area, other waste areas and wheelie bins shall be cleaned as often as required but not less than twice a week with non-potable water from an off-site location until suitable non-potable water is available on site. This shall take place before 07h00 or after 18h00 to ensure minimum disruption to the applicable entrances / exits. (Ongoing) | N/A
D |  | No schedule Reference | The compactor shall be removed before 07h00 on the day before SONA and returned before 07h00 the day after SONA. (Annually + 1) | N/A
E |  | No schedule Reference | All other food waste shall be transported to a licensed facility for incineration and a disposal certificate provided. (Ongoing) | N/A
F |  | No schedule Reference | Remove waste, clean fat trap and dispose of the waste at a licensed facility and provide a disposal certificate. (Weekly) | N/A
G |  | No schedule Reference | Collect, separate and transport all waste identified for recycling to a licensed facility for further sorting and recycling. Provide a disposal certificate. (Ongoing) | N/A
H |  | No schedule Reference | Medical waste shall be collected and transported by a licenced SP to a licensed medical waste disposal facility for incineration and provide a disposal certificate. (Every two (2) weeks) | No. | 128 |  | 0
| 10.9.14 |  | INDUSTRIAL SHREDDER AND PAPER RECYCLING
A |  | No schedule Reference | Transport the shredded paper to a licenced facility and obtain a certificate of disposal. (Weekly) | N/A
B |  | No schedule Reference | Provide a competent operator and shred paper as required. (Ongoing) | N/A
C |  | No schedule Reference | Clean and service the Industrial Shredder. (Quarterly) | N/A
| 10.1 |  | PEST CONTROL
D |  | No schedule Reference | Plan, schedule and undertake general building pest control. (Every nine (9) weeks) | No. | 29 |  | 0
E |  | No schedule Reference | Plan, schedule and undertake pest control in the Art Stores. Treatment shall include light spray for cockroaches, gel for silver fish, check for borer beetle, check for moths, small flies, etc. and treat as required. (Every twelve (12) weeks) | N/A
F |  | No schedule Reference | Re-fill tamper proof bait boxes, re-secure signage and bait boxes where necessary and update register. (Monthly) | No. | 59 |  | 0
G |  | No schedule Reference | Plan, schedule and undertake pest control in pump rooms. (Monthly) | N/A
H |  | No schedule Reference | Plan, schedule and undertake pest control in commercial kitchens and associated areas. (Monthly) | N/A
J |  | No schedule Reference | Plan, schedule and undertake pest control in areas (after the areas and wheelie bins have been high pressure washed). (Every two (2) weeks) | N/A
K |  | No schedule Reference | Plan, schedule and undertake pest control in basement parking areas, basements in general and all basement plant rooms. (Quarterly) | N/A
L |  | No schedule Reference | Plan, schedule and undertake pest control all chambers and Committee Rooms (after scheduled cleaning). (Quarterly) | N/A
M |  | No schedule Reference | Plan, schedule and undertake pest control in all internal emergency stairwells (after scheduled cleaning). (Quarterly) | No. | 20 |  | 0
| 11 |  | SERVICE 9: CEREMONIAL SERVICES
A |  | No schedule Reference | Co-ordinate and hand over consolidated Health and Safety Files in collaboration with the DPWI SPs appointed specifically for this event. (Annually + 1) | N/A
B |  | No schedule Reference | Provide a detailed closeout report of the event. (Annually + 1) | N/A
|  |  | Total Carried to Final Summary |  |  | R

## Bill No. 15 - Conservation Cntr
Item No. | Clause Ref: | Schedule Ref: |  | Unit | Qty | Rate | Amount
BILL NO. 15
CONSERVATION CENTRE
The extent of the area of improvement is approximately 640m². The building consists of a single storey layout and it is situated on St Johns Street between Belvedere Building & Swans Building.
-----------------------------
SUPPLEMENTARY PREAMBLES
Tenderers are referred to the following sections and/or annexures before pricing this bill.
| Volume 3 |  | Part C1: Agreement and Contract Data
| Part C1.2 |  | Contract Data – Facilities Management -DPW-04(FM)
| Part C1.3 |  | Conditions of Contract – PA-10(FM)
| Part C1.4 |  | Amendments to Standard Conditions of Contract
| Part C1.5 |  | Special Conditions of Contract
| Volume 3 |  | Part C2: Pricing Data
| Part C2.1 |  | Pricing Instructions (PG-02.1 EC)
| Volume 3 |  | Part C3: Scope of Work
| Part C3.2 |  | Scope of Work
| Volume 3 |  | Preventative Maintenance Matrix of Services
| Part C3.3 |  | Tenderers are referred to the Matrix of Services for required services applicable to individual buildings / facilities applicable to this contract.
| Volume 3 |  | Service Level Agreement and Priority Table
| Part C3.4 |  | Tenderers are referred to Service Level Agreement and Priority Table for availability and performance requirements applicable to this contract.
| Volume 3 |  | Penalty Schedule
| Part C3.5 |  | Tenderers are referred to Penalty Schedule applicable to this contract.
| Volume 3 |  | Contract Participation Goals and cidb Build Progamme
| Part C3.6 |  | Tenderers are referred to Contract Participation Goals and cidb Build Programme applicable to this contract.
| Volume 3 |  | Health and Safety Requirements
| Part C3.7 |  | Tenderers are referred to Health and Safety requirements applicable to this contract.
| Volume 3 |  | HIV/AIDS Specification (PW 1544)
| Part C3.8 |  | Tenderers are referred to HIV/AIDS Specification (PW 1544) applicable to this contract.
Notes on pricing
The Tenderer shall view the site and all existing structures thereon and make himself thoroughly acquainted with the conditions under which the works / services are to be done, the means of access to the works, the condition of the roads, the nature of the site and generally with all matters which may influence the contract and any restrictions or conditions which may be imposed by the employer and/or local authority.
No claim for any extras in connection with the position, conditions or circumstances of the work or siting of temporary structures, etc will be entertained.
-----------------------------
| 4 |  | SERVICE 2: BUILDING INFRASTRUCTURE
| 4.8 |  | EXTERNAL: CLEANING
A |  | No schedule Reference | Remove debris, litter and fouling from roof surfaces including waterproofing, gutters, down pipes, full bores etc. and any other type of roof, courtyard or patio covering, etc., to prevent the ingress of water and ensure they are left clean and stain free. This shall include including bird netting.(Monthly) | No. | 59 |  | 0
B |  | No schedule Reference | Remove debris, litter and fouling from boundary and free-standing walls, fencing, railings, pillars, signage, roof surfaces and walls of guard houses, etc. and ensure they are left clean and stain free. (Quarterly) | N/A
C |  | No schedule Reference | Remove debris, litter and fouling from façades, balconies (ground and upper levels), windows, window ledges, shutters, shop front type entrance / exits, external emergency staircases, entrance and exit stairs, landings, patios, balustrades, signage, etc. to ensure they are clean and stain free. Windows shall be dried and bear no evidence of residual cleaning materials / products, smears, run marks, stains or finger marks, etc. (Quarterly) | No. | 20 |  | 0
D |  | No schedule Reference | Using suitable camera equipment and/or by other means, ensure that all down pipes (surface mounted or encased in concrete) are checked for blockages. Blockages shall be removed without causing damage. The downpipes shall be inspected for signs of corrosion, leaks, etc. Provide a report and before / after dated and time stamped photos and videos including recommendations for further work. (Quarterly) | No. | 20 |  | 0
| 4.11 |  | LEATHER REPAIRS
E |  | No schedule Reference | Inspect all applicable leather items for repairs, buttons replacements, minor leather replacements, etc., provide a report and a quotation based on the schedule of rates for further action. (Quarterly) | N/A
| 4.13 |  | FLAG POLES
A |  | No schedule Reference | Inspect the rope, pulleys and toggles, paint or varnish poles and associated infrastructure, etc. and provide a report including before and after date and time stamped photos (December, March, June and September). (Quarterly) | N/A
B |  | No schedule Reference | Supply and install new ropes, new pulleys, new cleats and new toggles (December). (Annually) | N/A
| 5 |  | SERVICE 3: TECHNICAL SERVICES
| 5.8 |  | ELECTRICAL SERVICES
| 5.8.5 |  | MEDIUM VOLTAGE NETWORK (SUBSTATIONS, TRANSFORMERS, RING MAIN UNIT, BTUs, ETC.)
A | 5.8.5.9 | Schedule A | Substations - Inspect, record findings and provide a report. (Quarterly) | N/A
B | 5.8.5.10 | Schedule B | MV Switchgear - Inspect, record findings and provide a report. (Quarterly) | N/A
C | 5.8.5.11 | Schedule C | LV Boards - Inspect, record findings and provide a report. (Quarterly) | N/A
D | 5.8.5.12 | Schedule D | Transformers - Inspect, record findings and provide a report. (Quarterly) | N/A
E | 5.8.5.13 | Schedule E | BTUs - Inspect, clean, service, record findings and provide a report. (Monthly) | N/A
F |  | No schedule Reference | MV Power Factor Equipment - Inspect, record findings and provide a report. (Quarterly) | N/A
G | 5.8.5.14 | Schedule F | Ring Main Unit - Inspect, clean, service, record findings and provide a report. (Annually) | N/A
H | 5.8.5.15 | Schedule G | Transformers: Dry Type Transformers - Inspect, clean, service, record findings and provide a report. (Annually) | N/A
J | 5.8.5.16 | Schedule H | Transformers: Free Breathing Oil Filled Transformers - Inspect, clean, service, record findings and provide a report. (Annually) | N/A
K | 5.8.5.17 | Schedule I | Transformers: Sealed Oil Filled Transformers - Inspect, clean, service, record findings and provide a report. (Annually) | N/A
L | 5.8.5.18 | Schedule J | ABB SAFERING CCMVVVVSVVV, CVVVV, CCFF, CFFFF, CCC - Inspect, clean, service, record findings and provide a report. (Annually) | N/A
M |  | No schedule Reference | MW Power Factor Equipment - Inspect, clean, service, record findings and provide a report. (Annually) | N/A
A |  | No schedule Reference | Liaise with CoCT prior to the scheduled work to ensure that the work completed by CoCT is managed in a way that minimises a total power outage ensuring all services including Security Service interruptions are minimised or not interrupted at all. (Every three (3) years) | N/A
| 5.8.6 |  | STANDBY GENERATORS
B | 5.8.6.12 | Schedule K | Inspect, off load test, record findings and provide a report. (Weekly) | N/A
C | 5.8.6.12 | Schedule K | Inspect, load test, record findings and provide a report. (Quarterly) | N/A
D | 5.8.6.12 | Schedule K | Inspect, service, load test, record findings and provide a report. (Annually) | N/A
E |  | No schedule Reference | Bulk Diesel Tanks (2x): Obtain one (1) sample annually from the bottom of each of the bulk diesel tanks, have it tested at an accredited laboratory and provide the test results. (Annually + 1) | N/A
F | 5.8.6.13 | Schedule L | Duvalco FMS: Inspect, service, record findings and provide a report. (Monthly) | N/A
G | 5.8.6.13 | Schedule L | Duvalco FMS: Supply and install new Duvalco BFS Red cartridge. (Quarterly) | N/A
| 5.8.7 |  | UNINTERRUPTED POWER SUPPLY
H | 5.8.7.5 | Schedule M | Inspect, clean, service, test and record information for the UPS and the batteries. (Monthly) | N/A
| 5.8.8 |  | DISTRIBUTION BOARDS
J | 5.8.8.9 | Schedule N | Inspect, test and record findings. (Monthly) | No. | 59 |  | 0
K | 5.8.8.9 | Schedule N | Inspect, test, where necessary label and record findings. (Quarterly) | No. | 20 |  | 0
L | 5.8.8.9 | Schedule N | Inspect, test, service, do thermal scan, repair, tighten, re-do thermal scan, record findings and provide a report. (Annually) | No. | 5 |  | 0
| 5.8.9 |  | GENERAL SERVICES
A | 5.8.9.7 | Schedule O | Lights and light fittings: Inspect, test, repair and record findings. (Every six (6) months) | No. | 10 |  | 0
B | 5.8.9.8 | Schedule P | Emergency lights: Inspect, test, repair and record findings. (Quarterly) | No. | 20 |  | 0
C | 5.8.9.9 | Schedule Q | Power outlets: Inspect, test, repair and record findings. (Every six (6) months) | No. | 10 |  | 0
D | 5.8.9.10 | Schedule R | Power skirting: Inspect, test, repair and record findings. (Every six (6) months) | No. | 10 |  | 0
E | 5.8.9.11 | Schedule S | Isolators and fixed equipment: Inspect, test, repair and record findings. (Quarterly) | No. | 20 |  | 0
| 5.9 |  | HEATING VENTILATION AND COOLING
| 5.9.9.1 |  | WATER COOLED CHILLER AND AIR COOLED CHILLER
F | 5.9.10 | Annexure T | Inspect, test, record findings and provide a report.(Monthly) | N/A
G | 5.9.10 | Annexure T | Inspect, test, clean, record findings and provide a report. (Quarterly) | N/A
H | 5.9.10 | Annexure T | Inspect, service, clean, take samples, test, record findings and provide a report. (Annually) | N/A
| 5.9.9.2 |  | COOLING TOWER AND CLOSED CIRCUIT COOLER
J | 5.9.11 | Annexure U | Inspect, test, clean, service, record findings and provide a report. (Monthly) | N/A
K | 5.9.11 | Annexure U | Inspect, test, clean, record findings and provide a report.(Quarterly) | N/A
L | 5.9.11 | Annexure U | Inspect, test, service clean, record findings and provide a report.(Annually) | N/A
| 5.9.9.3 |  | WATER TREATMENT PLANT
A | 5.9.12 | Annexure V | Inspect, test, clean, service, record findings and provide a report.(Monthly) | N/A
B | 5.9.12 | Annexure V | Take samples, test and provide a report.(Quarterly) | N/A
C | 5.9.12 | Annexure V | Inspect, supply chemicals, record findings and provide a report.(Annually) | N/A
| 5.9.9.4 |  | PUMPS
D | 5.9.13 | Annexure W | Inspect, test, record findings provide a report.(Monthly) | N/A
E | 5.9.13 | Annexure W | Inspect, test, clean, service, record findings and provide a report.(Quarterly) | N/A
F | 5.9.13 | Annexure W | Inspect, test, service, clean, record findings and provide a report.(Annually) | N/A
| 5.9.9.5 |  | PRESSURE TANKS
G | 5.9.14 | Annexure X | Inspect, test, record findings and provide a report.(Quarterly) | N/A
H | 5.9.14 | Annexure X | Inspect, test, service, clean, record findings and provide a report.(Annually) | N/A
| 5.9.9.6 |  | MAKE UP TANKS
J | 5.9.15 | Annexure Y | Inspect, test, record findings and provide a report.(Quarterly) | N/A
K | 5.9.15 | Annexure Y | Inspect, test, service, clean, record findings and provide a report.(Annually) | N/A
| 5.9.9.7 |  | PIPEWORK AND ANCILLARIES
L | 5.9.16 | Annexure Z | Inspect, test, clean, record findings and provide a report.(Monthly) | N/A
M | 5.9.16 | Annexure Z | Inspect, test, record findings and provide a report.(Quarterly) | N/A
N | 5.9.16 | Annexure Z | Inspect, test, service, clean, record findings and provide a report. (Annually) | N/A
| 5.9.9.8 |  | DUCTWORK AND ANCILLARIES
A | 5.9.17 | Annexure AA | Inspect, test, record findings and provide a report.(Monthly) | N/A
B | 5.9.17 | Annexure AA | Inspect, test, clean, record findings and provide a report.(Quarterly) | N/A
C | 5.9.17 | Annexure AA | Inspect, test, service, clean, record findings and provide a report. (Annually) | N/A
| 5.9.9.9 |  | AIR HANDLING UNITS
D | 5.9.18 | Annexure AB | Inspect, test, clean, record findings and provide a report. (Monthly) | N/A
E | 5.9.18 | Annexure AB | Inspect, test, service, clean, record findings and provide a report.(Quarterly) | N/A
F | 5.9.18 | Annexure AB | Inspect, test, service, clean, record findings and provide a report.(Annually) | N/A
| 5.9.9.10 |  | FANS
G | 5.9.19 | Annexure AC | Clean extractor canopy filters, record findings and provide a report. (Weekly) | N/A
H | 5.9.19 | Annexure AC | Inspect, test, record findings and provide a report. (Monthly) | N/A
J | 5.9.19 | Annexure AC | Inspect, test, service, clean kitchen extract ducting, record findings and provide a report. (Quarterly) | N/A
K | 5.9.19 | Annexure AC | Inspect, test, service, clean, record findings and provide a report. (Annually) | N/A
| 5.9.9.11 |  | FIRE CRITICAL EQUIPMENT
L | 5.9.20 | Annexure AD | Inspect, test, record findings and provide a report. (Monthly) | N/A
M | 5.9.20 | Annexure AD | Inspect, test, record findings and provide a report. (Quarterly) | N/A
N | 5.9.20 | Annexure AD | Inspect, test, service, record findings and provide a report. (Annually) | N/A
| 5.9.9.12 |  | PACKAGE, SPLIT AND WATER COOLED UNITS
A | 5.9.21 | Annexure AE | Inspect, test, clean, record findings and provide a report. (Monthly) | No. | 59 |  | 0
B | 5.9.21 | Annexure AE | Inspect, test, clean, record findings and provide a report. (Quarterly) | No. | 20 |  | 0
C | 5.9.21 | Annexure AE | Inspect, test, service, clean, record findings and provide a report. (Annually) | No. | 5 |  | 0
| 5.9.9.13 |  | SWITCHBOARDS
D | 5.9.22 | Annexure AF | Inspect, test, service, record findings and provide a report. (Monthly) | N/A
E | 5.9.22 | Annexure AF | Inspect, test, record findings and provide a report. (Quarterly) | N/A
F | 5.9.22 | Annexure AF | Inspect, test, record findings and provide a report. (Annually) | N/A
| 5.9.9.14 |  | NON-BMS CONTROLS
G | 5.9.23 | Annexure AG | Inspect, test, record findings and provide a report. (Monthly) | N/A
H | 5.9.23 | Annexure AG | Inspect, test, service, clean, record findings and provide a report. (Annually) | N/A
| 5.1 |  | BUILDING MANAGEMENT SYSTEM
J |  | No schedule Reference | Monitor the BMS Control Room between the hours of 08h00 – 18h00 Monday to Friday excluding public holidays. (Ongoing) | N/A
K | 5.10.9 | Annexure AH | Inspect, test and provide a report. (Monthly) | N/A
L | 5.10.9 | Annexure AH | Inspect, test, clean and provide a report. (Quarterly) | N/A
M | 5.10.9 | Annexure AH | Inspect, test, clean and provide a report. (Annually) | N/A
| 5.11 |  | FIRE PROTECTION SERVICES
| 5.11.3 |  | FIRE SPRINKLER SYSTEMS
A | 5.11.3.5 | Schedule AI | Inspect, test and record findings. (Daily) | N/A
B | 5.11.3.6 | Schedule AJ | Inspect, test and record findings. (Weekly) | N/A
C | 5.11.3.7 | Schedule AK | Inspect, test, clean, service, record findings and provide a report. (Quarterly) | N/A
D | 5.11.3.8 | Schedule AL | Inspect, test, record findings and provide a report. (Every six (6) months) | N/A
E | 5.11.3.9 | Schedule AM | Inspect, test, record findings and provide a report. (Annually) | N/A
F | 5.11.3.10 | Schedule AN | Inspect, test, clean, service, record findings and provide a report. (Every three (3) years) | N/A
G | 5.11.3.11 | Schedule AO | Inspect, test, clean, service, record findings and provide a report. (Every fifteen (15) years) | N/A
| 5.11.4 |  | FIRE HOSE REELS AND HYDRANTS
H | 5.11.4.7 | Schedule AP | Inspect, recording findings and provide an updated register. (Weekly) | No. | 256 |  | 0
J | 5.11.4.7 | Schedule AP | Inspect, clean, record findings and provide an updated register. (Monthly) | No. | 59 |  | 0
K | 5.11.4.7 | Schedule AP | Inspect, service, record findings and provide an updated register. (Annually) | No. | 5 |  | 0
| 5.11.5 |  | FIRE EXTINGUISHERS
L | 5.11.5.6 | Schedule AQ | Inspect, record findings and provide an updated register. (Monthly) | No. | 59 |  | 0
M | 5.11.5.6 | Schedule AQ | Inspect, service, record findings and provide an updated register. (Annually) | No. | 5 |  | 0
N | 5.11.5.6 | Schedule AQ | Inspect, hydrostatically pressure test, record findings and provide an updated register. (Every five (5) years) | No. | 1 |  | 0
O | 5.11.5.6 | Schedule AQ | Inspect, hydrostatically pressure test, record findings and provide an updated register. (Every ten (10) years) | No. | 1 |  | 0
| 5.11.6 |  | FIRE BLANKETS
A |  | No schedule Reference | Inspect, record findings and provide an updated register. (Monthly) | N/A
B |  | No schedule Reference | Inspect, service, record findings and provide an updated register. (Annually) | N/A
| 5.11.7 |  | BREATHING APPARATUS
C |  | No schedule Reference | Inspect, record findings and provide an updated register. (Monthly) | No. | 59 |  | 0
D |  | No schedule Reference | Inspect, service, record findings and provide an updated register. (Annually) | No. | 5 |  | 0
| 5.11.8 |  | EMERGENCY ESCAPE ROUTES, EXIT DOORS, STAIRWELLS, ETC.
E | 5.11.8.4 | Schedule AR | Inspect, record findings and provide a report. (Monthly) | No. | 59 |  | 0
| 5.12 |  | LIFE SAFETY ELECTRONIC SYSTEMS
| 5.12.3 |  | FIRE DETECTION AND ALARM, GAS CONTROL SYSTEMS
F | 5.12.3.2 | Schedule AS | Inspect, test, record findings and provide a report. (Weekly) | N/A
G | 5.12.3.2 | Schedule AS | Inspect, test, record findings and provide a report. (Monthly) | N/A
H | 5.12.3.2 | Schedule AS | Inspect, test, record findings and provide a report. (Quarterly) | N/A
J | 5.12.3.2 | Schedule AS | Inspect, test, record findings and provide a report. (Annually) | N/A
| 5.12.4 |  | VOICE ACTIVATION SYSTEMS
K | 5.12.4.2 | Schedule AT | Inspect, test, record findings and provide a report. (Weekly) | N/A
L | 5.12.4.2 | Schedule AT | Inspect, test, record findings and provide a report. (Quarterly) | N/A
M | 5.12.4.2 | Schedule AT | Inspect, test, record findings and provide a report. (Annually) | N/A
| 5.12.5 |  | EMERGENCY COMMUNICATION SYSTEM
A | 5.12.5.2 | Schedule AU | Inspect, test, record findings and provide a report. (Weekly) | N/A
B | 5.12.5.2 | Schedule AU | Inspect, test, record findings and provide a report. (Quarterly) | N/A
C | 5.12.5.2 | Schedule AU | Inspect, test, record findings and provide a report. (Annually) | N/A
| 5.12.6 |  | REMRAD SYSTEMS
D |  | No schedule Reference | Undertake a manual test to ensure the equipment is functional, the signal is received and the responses are audible. Record the findings and provide a report. (Weekly) | N/A
E |  | No schedule Reference | Undertake a fire condition simulation by activating three (3) smoke detectors to ensure the equipment is functional and the signal is received automatically without any manual intervention. Record the findings and provide a report. Notify the CoCT Goodwood Fire Station prior to the simulation. (Monthly) | N/A
F |  | No schedule Reference | Obtain the relevant log information. The logs shall be used as further evidence of testing, failures, alarms, etc. that have taken place. (Monthly) | N/A
G |  | No schedule Reference | Inspect and service the system. (Quarterly) | N/A
H |  | No schedule Reference | Pay the licencing fee. (Quarterly) | N/A
| 5.13 |  | LIQUID PETROLEUM GAS INSTALLATIONS
| 5.13.7 |  | EXTERNAL LPG BANKS
J |  | No schedule Reference | Inspect, clean, record findings and provide a report. (Every two (2) weeks) | N/A
K |  | No schedule Reference | Inspect, clean, service, record finding and provide a report. (Quarterly) | N/A
L |  | No schedule Reference | Provide a COC for each external LPG installation (during December of each year). (Annually) | N/A
| 5.13.8 |  | FLAME OF REMEMBRANCE
A |  | No schedule Reference | All-inclusive preventative and corrective maintenance requirements including the supply and delivery of LPG, re-ignition of flame, cleaning and repairs to the immediate surrounding infrastructure (e.g. cage, signage, etc.), spares, etc. (e.g. cage, signage, etc.). Provide a monthly report. (Monthly) | N/A
B |  | No schedule Reference | Provide a COC (during December of each year). (Annually) | N/A
| 5.14 |  | COMMERCIAL CATERING APPLIANCES
C |  | No schedule Reference | Inspect, clean, check connections, service, record findings and provide a report. (Quarterly) | N/A
| 5.15 |  | DOMESTIC APPLIANCES
D |  | No schedule Reference | Inspect, clean, check connections, service, record findings and provide a report. (Quarterly) | N/A
| 5.16 |  | LIFTS
E |  | No schedule Reference | Comprehensive Repair and Maintenance Contracts. Lifts shall be inspected and serviced as required including all repairs and replacements of components. This shall include but not be limited to lift shafts, internal and externals of the lift car, lift motor room, power distribution systems, etc. (Monthly) | N/A
F |  | No schedule Reference | An appropriately qualified and registered independent lift inspector shall inspect the lifts, issue the findings, inspect the work until is it appropriately completed and issue a revised findings report, all within the regulated period. (Annually) | N/A
| 5.18 |  | HANDYMAN SERVICES
A |  | No schedule Reference | Handyman Services shall include labour, tools, appropriate consumables and supplies necessary to complete the tasks for general building infrastructure, plumbing and drainage, electrical, HVAC and Fire Services. E.g. consumables and supplies could include but not be limited to random screws, washers, nails, nuts, bolts, drywall anchors, fasteners, zip ties, adhesives, caulking, sealants, glues, staples, electrical tape, masking tape, thread seal tape, duct tape, wall patch / wood filler, shims, rags, wire connectors, popsicle / craft sticks, picture hanging wire, batteries, etc. (Ongoing) | No. | 59 |  | 0
| 5.19 |  | GENEAL SERVICES
| 5.19.1.1 |  | FUEL FIRED BOILERS
B |  | No schedule Reference | Inspect, test and service. (Every three (3) years) | N/A
| 5.19.1.2 |  | ELECTRODE BOILERS
C |  | No schedule Reference | Inspect, test and service. (Every three (3) years) | N/A
| 5.19.1.3 |  | PRESSURE VESSELS
D |  | No schedule Reference | Inspect, test and service. (Every three (3) years) | N/A
| 5.19.1.4 |  | PUMPS (ELECTRICAL)
E |  | No schedule Reference | Inspect, test and service. (Quarterly) | N/A
| 5.19.1.5 |  | PUMPS (MECHANICAL)
F |  | No schedule Reference | Inspect, test and service. (Quarterly) | N/A
| 5.19.1.6 |  | AUTOMATED SLIDING DOORS
G |  | No schedule Reference | Inspect, test and service. (Quarterly) | N/A
| 5.19.1.7 |  | AUTOMATED ROLLER SHUTTER DOORS
H |  | No schedule Reference | Inspect, test and service. (Quarterly) | N/A
| 5.19.1.8 |  | AUTOMATED SLIDING GATES
A |  | No schedule Reference | Inspect, test and service. (Quarterly) | N/A
| 6 |  | SERVICE 4: CIVILS
| 6.13.1 |  | STORM WATER DRAINAGE SYSTEMS
B |  | No schedule Reference | High pressure clean, inspect with a camera and where necessary use a drain auger to remove any blockages, tree roots, etc. Re-inspect with a camera. They shall be left free of sediment, debris or any other foreign materials. (Monthly) | N/A
| 6.13.2 |  | SOIL DRAINAGE SYSTEMS
C |  | No schedule Reference | Clean all drainage systems by removing grates, remove all sediment, debris or any other foreign materials, re-install grates. (Monthly) | N/A
| 8 |  | SERVICE 6: GROUNDS UPKEEP AND LANDSCAPE HORTICULTURE
| 8.8 |  | GROUNDS UP KEEP
| 8.8.12 |  | PATROL CLEANING
D |  | No schedule Reference | Pick-up, collect and dispose of all litter, debris, packets, leaves, etc. to ensure the grounds are clean, neat and tidy. (Ongoing) | N/A
| 8.8.13 |  | HARD SURFACE CLEANING
E |  | No schedule Reference | Hard surfaces shall be swept and cleaned appropriately to ensure they are free from all stains, debris and atmospheric pollution, accidental spillage of material, bird droppings and the like. (Ongoing) | N/A
| 8.8.14 |  | HARD SURFACE WEED CONTROL
F |  | No schedule Reference | Weed removal shall be undertaken by hand, after which an appropriate weed control material / product shall be used to retard weed growth. (Ongoing) | N/A
| 8.8.15 |  | WATER FEATURES
A |  | No schedule Reference | Inspect, clean and ensure they are free of sediment, debris or any other foreign matter. (Ongoing) | N/A
| 8.9 |  | LANDSCAPE HORTICULTURE
| 8.9.9 |  | ROUTINE LANDSCAPE HORTICULTURE SERVICES
B |  | No schedule Reference | Routine day-to-day landscaping horticulture: Ensure that the landscaped areas are clean, neat and free of weeds. All plant specimens shall be kept to a height and form that is safe and appropriate for its type and location of planting. All plants specimens shall be provided with sufficient water, compost, fertiliser, etc. Note: This encompasses the complete requirement and specification for Landscaping Horticulture unless specified separately elsewhere. (Ongoing) | N/A
| 8.9.9.6.1 |  | IRRIGATION AND WATERING
C |  | No schedule Reference | All sprinkler nozzles shall be inspected for blockages, cleaned, serviced and where necessary realigned for optimal functioning. (Monthly) | N/A
D |  | No schedule Reference | Controllers shall be tested, cleaned, serviced and timer settings confirmed. (Quarterly) | N/A
| 8.9.9.6.10 |  | WATER FEATURES
E |  | No schedule Reference | Empty the water feature for routine maintenance of tiling, plastering and painting, waterproofing, the webbing installed for the squirrels, lighting, pumps, ensure the day / night timer to switch lights on / off are appropriate to the seasons, refill the feature, etc. and ensure the water feature is fully commissioned. Return plants and other to the water feature. (Quarterly) | N/A
| 9 |  | SERVICE 7: CLEANING AND HYGIENE
| 9.6 |  | ROUTINE BUILDING CLEANING
A |  | No schedule Reference | Routine day-to-day cleaning: Provide routine day-to-day cleaning that enhances the facilities using the best known cleaning practices and equipment available including rigorous standards of professionalism, descipline and in a manner that minimises all forms of discruptions and noise to the occupants. Note: This encompassess the complete requirement and specification unless specified separately elsewhere. (Ongoing) | N/A
| 9.7 |  | SCHEDULED CLEANING
B |  | No schedule Reference | Internal window cleaning (Quarterly) | No. | 20 |  | 0
C |  | No schedule Reference | Deep Cleaning: Bathrooms (Quarterly) | No. | 20 |  | 0
D |  | No schedule Reference | Deep Cleaning: Commercial Kitchen and associated areas (Quarterly) | N/A
E |  | No schedule Reference | Deep Cleaning: Emergency stairwells (Quarterly) | No. | 20 |  | 0
F |  | No schedule Reference | Deep clean lift foyers and lifts (Quarterly) | N/A
|  | No schedule Reference | Deep clean walk-off mats (Quarterly) | N/A
| 9.8 |  | HYGIENE SERVICES
| 9.8.2 |  | SANITARY BIN SERVICE
G |  | No schedule Reference | Remove liner containing waste and replace with a clean liner. (Every seven (7) days) | N/A
H |  | No schedule Reference | Remove liner containing waste and replace with a clean liner. (Every fourteen (14) days) | N/A
| 9.8.3 |  | COVID-19 SANITISER UNITS AND CONSUMABLES
|  | No schedule Reference | Supply and re-fill consumables (Ongoing) | N/A
| 9.9 |  | GENERAL SERVICES
ROUTINE PLANTROOM CLEANING
A | 9.9.3 | No schedule Reference | Inspect, clean and record all related activities (Ongoing) | N/A
| 10 |  | SERVICE 8: ENVIRONMENTAL SERVICES
| 10.9 |  | WASTE MANAGEMENT
B |  | No schedule Reference | Compactor shall be removed, emptied, cleaned and retuned as required but not less than once a week. This shall take place before 07h00 or after 18h00 to ensure minimum disruption to the applicable entrances / exits. (Ongoing) | N/A
C |  | No schedule Reference | The compactor area, other waste areas and wheelie bins shall be cleaned as often as required but not less than twice a week with non-potable water from an off-site location until suitable non-potable water is available on site. This shall take place before 07h00 or after 18h00 to ensure minimum disruption to the applicable entrances / exits. (Ongoing) | N/A
D |  | No schedule Reference | The compactor shall be removed before 07h00 on the day before SONA and returned before 07h00 the day after SONA. (Annually + 1) | N/A
E |  | No schedule Reference | All other food waste shall be transported to a licensed facility for incineration and a disposal certificate provided. (Ongoing) | N/A
F |  | No schedule Reference | Remove waste, clean fat trap and dispose of the waste at a licensed facility and provide a disposal certificate. (Weekly) | N/A
G |  | No schedule Reference | Collect, separate and transport all waste identified for recycling to a licensed facility for further sorting and recycling. Provide a disposal certificate. (Ongoing) | N/A
H |  | No schedule Reference | Medical waste shall be collected and transported by a licenced SP to a licensed medical waste disposal facility for incineration and provide a disposal certificate. (Every two (2) weeks) | N/A
| 10.9.14 |  | INDUSTRIAL SHREDDER AND PAPER RECYCLING
A |  | No schedule Reference | Transport the shredded paper to a licenced facility and obtain a certificate of disposal. (Weekly) | N/A
B |  | No schedule Reference | Provide a competent operator and shred paper as required. (Ongoing) | N/A
C |  | No schedule Reference | Clean and service the Industrial Shredder. (Quarterly) | N/A
| 10.1 |  | PEST CONTROL
D |  | No schedule Reference | Plan, schedule and undertake general building pest control. (Every nine (9) weeks) | No. | 29 |  | 0
E |  | No schedule Reference | Plan, schedule and undertake pest control in the Art Stores. Treatment shall include light spray for cockroaches, gel for silver fish, check for borer beetle, check for moths, small flies, etc. and treat as required. (Every twelve (12) weeks) | N/A
F |  | No schedule Reference | Re-fill tamper proof bait boxes, re-secure signage and bait boxes where necessary and update register. (Monthly) | No. | 59 |  | 0
G |  | No schedule Reference | Plan, schedule and undertake pest control in pump rooms. (Monthly) | N/A
H |  | No schedule Reference | Plan, schedule and undertake pest control in commercial kitchens and associated areas. (Monthly) | N/A
J |  | No schedule Reference | Plan, schedule and undertake pest control in areas (after the areas and wheelie bins have been high pressure washed). (Every two (2) weeks) | N/A
K |  | No schedule Reference | Plan, schedule and undertake pest control in basement parking areas, basements in general and all basement plant rooms. (Quarterly) | N/A
L |  | No schedule Reference | Plan, schedule and undertake pest control all chambers and Committee Rooms (after scheduled cleaning). (Quarterly) | N/A
M |  | No schedule Reference | Plan, schedule and undertake pest control in all internal emergency stairwells (after scheduled cleaning). (Quarterly) | No. | 20 |  | 0
| 11 |  | SERVICE 9: CEREMONIAL SERVICES
A |  | No schedule Reference | Co-ordinate and hand over consolidated Health and Safety Files in collaboration with the DPWI SPs appointed specifically for this event. (Annually + 1) | N/A
B |  | No schedule Reference | Provide a detailed closeout report of the event. (Annually + 1) | N/A
|  |  | Total Carried to Final Summary |  |  | R

## Bill No. 16 - Swans
Item No. | Clause Ref: | Schedule Ref: |  | Unit | Qty | Rate | Amount
BILL NO. 16
SWANS BUILDING
The extent of the area of improvement is approximately 1,596m². The building consists of 2 floors comprising of a ground and first floor with various workshop areas, an open court yard and the parliament printing facility is housed on the first floor. Swans Garage is situated directly outside of the boundary lines of parliament; however it is seen to be a part of the complex. It is located on 18 St Johns Road.
-----------------------------
SUPPLEMENTARY PREAMBLES
Tenderers are referred to the following sections and/or annexures before pricing this bill.
| Volume 3 |  | Part C1: Agreement and Contract Data
| Part C1.2 |  | Contract Data – Facilities Management -DPW-04(FM)
| Part C1.3 |  | Conditions of Contract – PA-10(FM)
| Part C1.4 |  | Amendments to Standard Conditions of Contract
| Part C1.5 |  | Special Conditions of Contract
| Volume 3 |  | Part C2: Pricing Data
| Part C2.1 |  | Pricing Instructions (PG-02.1 EC)
| Volume 3 |  | Part C3: Scope of Work
| Part C3.2 |  | Scope of Work
| Volume 3 |  | Preventative Maintenance Matrix of Services
| Part C3.3 |  | Tenderers are referred to the Matrix of Services for required services applicable to individual buildings / facilities applicable to this contract.
| Volume 3 |  | Service Level Agreement and Priority Table
| Part C3.4 |  | Tenderers are referred to Service Level Agreement and Priority Table for availability and performance requirements applicable to this contract.
| Volume 3 |  | Penalty Schedule
| Part C3.5 |  | Tenderers are referred to Penalty Schedule applicable to this contract.
| Volume 3 |  | Contract Participation Goals and cidb Build Progamme
| Part C3.6 |  | Tenderers are referred to Contract Participation Goals and cidb Build Programme applicable to this contract.
| Volume 3 |  | Health and Safety Requirements
| Part C3.7 |  | Tenderers are referred to Health and Safety requirements applicable to this contract.
| Volume 3 |  | HIV/AIDS Specification (PW 1544)
| Part C3.8 |  | Tenderers are referred to HIV/AIDS Specification (PW 1544) applicable to this contract.
Notes on pricing
The Tenderer shall view the site and all existing structures thereon and make himself thoroughly acquainted with the conditions under which the works / services are to be done, the means of access to the works, the condition of the roads, the nature of the site and generally with all matters which may influence the contract and any restrictions or conditions which may be imposed by the employer and/or local authority.
No claim for any extras in connection with the position, conditions or circumstances of the work or siting of temporary structures, etc will be entertained.
-----------------------------
| 4 |  | SERVICE 2: BUILDING INFRASTRUCTURE
| 4.8 |  | EXTERNAL: CLEANING
A |  | No schedule Reference | Remove debris, litter and fouling from roof surfaces including waterproofing, gutters, down pipes, full bores etc. and any other type of roof, courtyard or patio covering, etc., to prevent the ingress of water and ensure they are left clean and stain free. This shall include including bird netting.(Monthly) | No. | 59 |  | 0
B |  | No schedule Reference | Remove debris, litter and fouling from boundary and free-standing walls, fencing, railings, pillars, signage, roof surfaces and walls of guard houses, etc. and ensure they are left clean and stain free. (Quarterly) | N/A
C |  | No schedule Reference | Remove debris, litter and fouling from façades, balconies (ground and upper levels), windows, window ledges, shutters, shop front type entrance / exits, external emergency staircases, entrance and exit stairs, landings, patios, balustrades, signage, etc. to ensure they are clean and stain free. Windows shall be dried and bear no evidence of residual cleaning materials / products, smears, run marks, stains or finger marks, etc. (Quarterly) | No. | 20 |  | 0
D |  | No schedule Reference | Using suitable camera equipment and/or by other means, ensure that all down pipes (surface mounted or encased in concrete) are checked for blockages. Blockages shall be removed without causing damage. The downpipes shall be inspected for signs of corrosion, leaks, etc. Provide a report and before / after dated and time stamped photos and videos including recommendations for further work. (Quarterly) | No. | 20 |  | 0
| 4.11 |  | LEATHER REPAIRS
E |  | No schedule Reference | Inspect all applicable leather items for repairs, buttons replacements, minor leather replacements, etc., provide a report and a quotation based on the schedule of rates for further action. (Quarterly) | N/A
| 4.13 |  | FLAG POLES
A |  | No schedule Reference | Inspect the rope, pulleys and toggles, paint or varnish poles and associated infrastructure, etc. and provide a report including before and after date and time stamped photos (December, March, June and September). (Quarterly) | N/A
B |  | No schedule Reference | Supply and install new ropes, new pulleys, new cleats and new toggles (December). (Annually) | N/A
| 5 |  | SERVICE 3: TECHNICAL SERVICES
| 5.8 |  | ELECTRICAL SERVICES
| 5.8.5 |  | MEDIUM VOLTAGE NETWORK (SUBSTATIONS, TRANSFORMERS, RING MAIN UNIT, BTUs, ETC.)
A | 5.8.5.9 | Schedule A | Substations - Inspect, record findings and provide a report. (Quarterly) | N/A
B | 5.8.5.10 | Schedule B | MV Switchgear - Inspect, record findings and provide a report. (Quarterly) | N/A
C | 5.8.5.11 | Schedule C | LV Boards - Inspect, record findings and provide a report. (Quarterly) | N/A
D | 5.8.5.12 | Schedule D | Transformers - Inspect, record findings and provide a report. (Quarterly) | N/A
E | 5.8.5.13 | Schedule E | BTUs - Inspect, clean, service, record findings and provide a report. (Monthly) | N/A
F |  | No schedule Reference | MV Power Factor Equipment - Inspect, record findings and provide a report. (Quarterly) | N/A
G | 5.8.5.14 | Schedule F | Ring Main Unit - Inspect, clean, service, record findings and provide a report. (Annually) | N/A
H | 5.8.5.15 | Schedule G | Transformers: Dry Type Transformers - Inspect, clean, service, record findings and provide a report. (Annually) | N/A
J | 5.8.5.16 | Schedule H | Transformers: Free Breathing Oil Filled Transformers - Inspect, clean, service, record findings and provide a report. (Annually) | N/A
K | 5.8.5.17 | Schedule I | Transformers: Sealed Oil Filled Transformers - Inspect, clean, service, record findings and provide a report. (Annually) | N/A
L | 5.8.5.18 | Schedule J | ABB SAFERING CCMVVVVSVVV, CVVVV, CCFF, CFFFF, CCC - Inspect, clean, service, record findings and provide a report. (Annually) | N/A
M |  | No schedule Reference | MW Power Factor Equipment - Inspect, clean, service, record findings and provide a report. (Annually) | N/A
A |  | No schedule Reference | Liaise with CoCT prior to the scheduled work to ensure that the work completed by CoCT is managed in a way that minimises a total power outage ensuring all services including Security Service interruptions are minimised or not interrupted at all. (Every three (3) years) | N/A
| 5.8.6 |  | STANDBY GENERATORS
B | 5.8.6.12 | Schedule K | Inspect, off load test, record findings and provide a report. (Weekly) | No. | 256 |  | 0
C | 5.8.6.12 | Schedule K | Inspect, load test, record findings and provide a report. (Quarterly) | No. | 20 |  | 0
D | 5.8.6.12 | Schedule K | Inspect, service, load test, record findings and provide a report. (Annually) | No. | 5 |  | 0
E |  | No schedule Reference | Bulk Diesel Tanks (2x): Obtain one (1) sample annually from the bottom of each of the bulk diesel tanks, have it tested at an accredited laboratory and provide the test results. (Annually + 1) | N/A
F | 5.8.6.13 | Schedule L | Duvalco FMS: Inspect, service, record findings and provide a report. (Monthly) | No. | 59 |  | 0
G | 5.8.6.13 | Schedule L | Duvalco FMS: Supply and install new Duvalco BFS Red cartridge. (Quarterly) | No. | 20 |  | 0
| 5.8.7 |  | UNINTERRUPTED POWER SUPPLY
H | 5.8.7.5 | Schedule M | Inspect, clean, service, test and record information for the UPS and the batteries. (Monthly) | N/A
| 5.8.8 |  | DISTRIBUTION BOARDS
J | 5.8.8.9 | Schedule N | Inspect, test and record findings. (Monthly) | No. | 59 |  | 0
K | 5.8.8.9 | Schedule N | Inspect, test, where necessary label and record findings. (Quarterly) | No. | 20 |  | 0
L | 5.8.8.9 | Schedule N | Inspect, test, service, do thermal scan, repair, tighten, re-do thermal scan, record findings and provide a report. (Annually) | No. | 5 |  | 0
| 5.8.9 |  | GENERAL SERVICES
A | 5.8.9.7 | Schedule O | Lights and light fittings: Inspect, test, repair and record findings. (Every six (6) months) | No. | 10 |  | 0
B | 5.8.9.8 | Schedule P | Emergency lights: Inspect, test, repair and record findings. (Quarterly) | No. | 20 |  | 0
C | 5.8.9.9 | Schedule Q | Power outlets: Inspect, test, repair and record findings. (Every six (6) months) | No. | 10 |  | 0
D | 5.8.9.10 | Schedule R | Power skirting: Inspect, test, repair and record findings. (Every six (6) months) | No. | 10 |  | 0
E | 5.8.9.11 | Schedule S | Isolators and fixed equipment: Inspect, test, repair and record findings. (Quarterly) | No. | 20 |  | 0
| 5.9 |  | HEATING VENTILATION AND COOLING
| 5.9.9.1 |  | WATER COOLED CHILLER AND AIR COOLED CHILLER
F | 5.9.10 | Annexure T | Inspect, test, record findings and provide a report.(Monthly) | N/A
G | 5.9.10 | Annexure T | Inspect, test, clean, record findings and provide a report. (Quarterly) | N/A
H | 5.9.10 | Annexure T | Inspect, service, clean, take samples, test, record findings and provide a report. (Annually) | N/A
| 5.9.9.2 |  | COOLING TOWER AND CLOSED CIRCUIT COOLER
J | 5.9.11 | Annexure U | Inspect, test, clean, service, record findings and provide a report. (Monthly) | N/A
K | 5.9.11 | Annexure U | Inspect, test, clean, record findings and provide a report.(Quarterly) | N/A
L | 5.9.11 | Annexure U | Inspect, test, service clean, record findings and provide a report.(Annually) | N/A
| 5.9.9.3 |  | WATER TREATMENT PLANT
A | 5.9.12 | Annexure V | Inspect, test, clean, service, record findings and provide a report.(Monthly) | N/A
B | 5.9.12 | Annexure V | Take samples, test and provide a report.(Quarterly) | N/A
C | 5.9.12 | Annexure V | Inspect, supply chemicals, record findings and provide a report.(Annually) | N/A
| 5.9.9.4 |  | PUMPS
D | 5.9.13 | Annexure W | Inspect, test, record findings provide a report.(Monthly) | N/A
E | 5.9.13 | Annexure W | Inspect, test, clean, service, record findings and provide a report.(Quarterly) | N/A
F | 5.9.13 | Annexure W | Inspect, test, service, clean, record findings and provide a report.(Annually) | N/A
| 5.9.9.5 |  | PRESSURE TANKS
G | 5.9.14 | Annexure X | Inspect, test, record findings and provide a report.(Quarterly) | N/A
H | 5.9.14 | Annexure X | Inspect, test, service, clean, record findings and provide a report.(Annually) | N/A
| 5.9.9.6 |  | MAKE UP TANKS
J | 5.9.15 | Annexure Y | Inspect, test, record findings and provide a report.(Quarterly) | N/A
K | 5.9.15 | Annexure Y | Inspect, test, service, clean, record findings and provide a report.(Annually) | N/A
| 5.9.9.7 |  | PIPEWORK AND ANCILLARIES
L | 5.9.16 | Annexure Z | Inspect, test, clean, record findings and provide a report.(Monthly) | N/A
M | 5.9.16 | Annexure Z | Inspect, test, record findings and provide a report.(Quarterly) | N/A
N | 5.9.16 | Annexure Z | Inspect, test, service, clean, record findings and provide a report. (Annually) | N/A
| 5.9.9.8 |  | DUCTWORK AND ANCILLARIES
A | 5.9.17 | Annexure AA | Inspect, test, record findings and provide a report.(Monthly) | N/A
B | 5.9.17 | Annexure AA | Inspect, test, clean, record findings and provide a report.(Quarterly) | N/A
C | 5.9.17 | Annexure AA | Inspect, test, service, clean, record findings and provide a report. (Annually) | N/A
| 5.9.9.9 |  | AIR HANDLING UNITS
D | 5.9.18 | Annexure AB | Inspect, test, clean, record findings and provide a report. (Monthly) | N/A
E | 5.9.18 | Annexure AB | Inspect, test, service, clean, record findings and provide a report.(Quarterly) | N/A
F | 5.9.18 | Annexure AB | Inspect, test, service, clean, record findings and provide a report.(Annually) | N/A
| 5.9.9.10 |  | FANS
G | 5.9.19 | Annexure AC | Clean extractor canopy filters, record findings and provide a report. (Weekly) | N/A
H | 5.9.19 | Annexure AC | Inspect, test, record findings and provide a report. (Monthly) | N/A
J | 5.9.19 | Annexure AC | Inspect, test, service, clean kitchen extract ducting, record findings and provide a report. (Quarterly) | N/A
K | 5.9.19 | Annexure AC | Inspect, test, service, clean, record findings and provide a report. (Annually) | N/A
| 5.9.9.11 |  | FIRE CRITICAL EQUIPMENT
L | 5.9.20 | Annexure AD | Inspect, test, record findings and provide a report. (Monthly) | No. | 59 |  | 0
M | 5.9.20 | Annexure AD | Inspect, test, record findings and provide a report. (Quarterly) | No. | 20 |  | 0
N | 5.9.20 | Annexure AD | Inspect, test, service, record findings and provide a report. (Annually) | No. | 5 |  | 0
| 5.9.9.12 |  | PACKAGE, SPLIT AND WATER COOLED UNITS
A | 5.9.21 | Annexure AE | Inspect, test, clean, record findings and provide a report. (Monthly) | No. | 59 |  | 0
B | 5.9.21 | Annexure AE | Inspect, test, clean, record findings and provide a report. (Quarterly) | No. | 20 |  | 0
C | 5.9.21 | Annexure AE | Inspect, test, service, clean, record findings and provide a report. (Annually) | No. | 5 |  | 0
| 5.9.9.13 |  | SWITCHBOARDS
D | 5.9.22 | Annexure AF | Inspect, test, service, record findings and provide a report. (Monthly) | N/A
E | 5.9.22 | Annexure AF | Inspect, test, record findings and provide a report. (Quarterly) | N/A
F | 5.9.22 | Annexure AF | Inspect, test, record findings and provide a report. (Annually) | N/A
| 5.9.9.14 |  | NON-BMS CONTROLS
G | 5.9.23 | Annexure AG | Inspect, test, record findings and provide a report. (Monthly) | N/A
H | 5.9.23 | Annexure AG | Inspect, test, service, clean, record findings and provide a report. (Annually) | N/A
| 5.1 |  | BUILDING MANAGEMENT SYSTEM
J |  | No schedule Reference | Monitor the BMS Control Room between the hours of 08h00 – 18h00 Monday to Friday excluding public holidays. (Ongoing) | N/A
K | 5.10.9 | Annexure AH | Inspect, test and provide a report. (Monthly) | N/A
L | 5.10.9 | Annexure AH | Inspect, test, clean and provide a report. (Quarterly) | N/A
M | 5.10.9 | Annexure AH | Inspect, test, clean and provide a report. (Annually) | N/A
| 5.11 |  | FIRE PROTECTION SERVICES
| 5.11.3 |  | FIRE SPRINKLER SYSTEMS
A | 5.11.3.5 | Schedule AI | Inspect, test and record findings. (Daily) | No. | 1750 |  | 0
B | 5.11.3.6 | Schedule AJ | Inspect, test and record findings. (Weekly) | No. | 256 |  | 0
C | 5.11.3.7 | Schedule AK | Inspect, test, clean, service, record findings and provide a report. (Quarterly) | No. | 20 |  | 0
D | 5.11.3.8 | Schedule AL | Inspect, test, record findings and provide a report. (Every six (6) months) | No. | 10 |  | 0
E | 5.11.3.9 | Schedule AM | Inspect, test, record findings and provide a report. (Annually) | No. | 5 |  | 0
F | 5.11.3.10 | Schedule AN | Inspect, test, clean, service, record findings and provide a report. (Every three (3) years) | No. | 2 |  | 0
G | 5.11.3.11 | Schedule AO | Inspect, test, clean, service, record findings and provide a report. (Every fifteen (15) years) | No. | 1 |  | 0
| 5.11.4 |  | FIRE HOSE REELS AND HYDRANTS
H | 5.11.4.7 | Schedule AP | Inspect, recording findings and provide an updated register. (Weekly) | No. | 256 |  | 0
J | 5.11.4.7 | Schedule AP | Inspect, clean, record findings and provide an updated register. (Monthly) | No. | 59 |  | 0
K | 5.11.4.7 | Schedule AP | Inspect, service, record findings and provide an updated register. (Annually) | No. | 5 |  | 0
| 5.11.5 |  | FIRE EXTINGUISHERS
L | 5.11.5.6 | Schedule AQ | Inspect, record findings and provide an updated register. (Monthly) | No. | 59 |  | 0
M | 5.11.5.6 | Schedule AQ | Inspect, service, record findings and provide an updated register. (Annually) | No. | 5 |  | 0
N | 5.11.5.6 | Schedule AQ | Inspect, hydrostatically pressure test, record findings and provide an updated register. (Every five (5) years) | No. | 1 |  | 0
O | 5.11.5.6 | Schedule AQ | Inspect, hydrostatically pressure test, record findings and provide an updated register. (Every ten (10) years) | No. | 1 |  | 0
| 5.11.6 |  | FIRE BLANKETS
A |  | No schedule Reference | Inspect, record findings and provide an updated register. (Monthly) | N/A
B |  | No schedule Reference | Inspect, service, record findings and provide an updated register. (Annually) | N/A
| 5.11.7 |  | BREATHING APPARATUS
C |  | No schedule Reference | Inspect, record findings and provide an updated register. (Monthly) | N/A
D |  | No schedule Reference | Inspect, service, record findings and provide an updated register. (Annually) | N/A
| 5.11.8 |  | EMERGENCY ESCAPE ROUTES, EXIT DOORS, STAIRWELLS, ETC.
E | 5.11.8.4 | Schedule AR | Inspect, record findings and provide a report. (Monthly) | No. | 59 |  | 0
| 5.12 |  | LIFE SAFETY ELECTRONIC SYSTEMS
| 5.12.3 |  | FIRE DETECTION AND ALARM, GAS CONTROL SYSTEMS
F | 5.12.3.2 | Schedule AS | Inspect, test, record findings and provide a report. (Weekly) | No. | 256 |  | 0
G | 5.12.3.2 | Schedule AS | Inspect, test, record findings and provide a report. (Monthly) | No. | 59 |  | 0
H | 5.12.3.2 | Schedule AS | Inspect, test, record findings and provide a report. (Quarterly) | No. | 20 |  | 0
J | 5.12.3.2 | Schedule AS | Inspect, test, record findings and provide a report. (Annually) | No. | 5 |  | 0
| 5.12.4 |  | VOICE ACTIVATION SYSTEMS
K | 5.12.4.2 | Schedule AT | Inspect, test, record findings and provide a report. (Weekly) | N/A
L | 5.12.4.2 | Schedule AT | Inspect, test, record findings and provide a report. (Quarterly) | N/A
M | 5.12.4.2 | Schedule AT | Inspect, test, record findings and provide a report. (Annually) | N/A
| 5.12.5 |  | EMERGENCY COMMUNICATION SYSTEM
A | 5.12.5.2 | Schedule AU | Inspect, test, record findings and provide a report. (Weekly) | N/A
B | 5.12.5.2 | Schedule AU | Inspect, test, record findings and provide a report. (Quarterly) | N/A
C | 5.12.5.2 | Schedule AU | Inspect, test, record findings and provide a report. (Annually) | N/A
| 5.12.6 |  | REMRAD SYSTEMS
D |  | No schedule Reference | Undertake a manual test to ensure the equipment is functional, the signal is received and the responses are audible. Record the findings and provide a report. (Weekly) | No. | 256 |  | 0
E |  | No schedule Reference | Undertake a fire condition simulation by activating three (3) smoke detectors to ensure the equipment is functional and the signal is received automatically without any manual intervention. Record the findings and provide a report. Notify the CoCT Goodwood Fire Station prior to the simulation. (Monthly) | No. | 59 |  | 0
F |  | No schedule Reference | Obtain the relevant log information. The logs shall be used as further evidence of testing, failures, alarms, etc. that have taken place. (Monthly) | No. | 59 |  | 0
G |  | No schedule Reference | Inspect and service the system. (Quarterly) | No. | 20 |  | 0
H |  | No schedule Reference | Pay the licencing fee. (Quarterly) | No. | 20 |  | 0
| 5.13 |  | LIQUID PETROLEUM GAS INSTALLATIONS
| 5.13.7 |  | EXTERNAL LPG BANKS
J |  | No schedule Reference | Inspect, clean, record findings and provide a report. (Every two (2) weeks) | N/A
K |  | No schedule Reference | Inspect, clean, service, record finding and provide a report. (Quarterly) | N/A
L |  | No schedule Reference | Provide a COC for each external LPG installation (during December of each year). (Annually) | N/A
| 5.13.8 |  | FLAME OF REMEMBRANCE
A |  | No schedule Reference | All-inclusive preventative and corrective maintenance requirements including the supply and delivery of LPG, re-ignition of flame, cleaning and repairs to the immediate surrounding infrastructure (e.g. cage, signage, etc.), spares, etc. (e.g. cage, signage, etc.). Provide a monthly report. (Monthly) | N/A
B |  | No schedule Reference | Provide a COC (during December of each year). (Annually) | N/A
| 5.14 |  | COMMERCIAL CATERING APPLIANCES
C |  | No schedule Reference | Inspect, clean, check connections, service, record findings and provide a report. (Quarterly) | N/A
| 5.15 |  | DOMESTIC APPLIANCES
D |  | No schedule Reference | Inspect, clean, check connections, service, record findings and provide a report. (Quarterly) | N/A
| 5.16 |  | LIFTS
E |  | No schedule Reference | Comprehensive Repair and Maintenance Contracts. Lifts shall be inspected and serviced as required including all repairs and replacements of components. This shall include but not be limited to lift shafts, internal and externals of the lift car, lift motor room, power distribution systems, etc. (Monthly) | No. | 59 |  | 0
F |  | No schedule Reference | An appropriately qualified and registered independent lift inspector shall inspect the lifts, issue the findings, inspect the work until is it appropriately completed and issue a revised findings report, all within the regulated period. (Annually) | No. | 5 |  | 0
| 5.18 |  | HANDYMAN SERVICES
A |  | No schedule Reference | Handyman Services shall include labour, tools, appropriate consumables and supplies necessary to complete the tasks for general building infrastructure, plumbing and drainage, electrical, HVAC and Fire Services. E.g. consumables and supplies could include but not be limited to random screws, washers, nails, nuts, bolts, drywall anchors, fasteners, zip ties, adhesives, caulking, sealants, glues, staples, electrical tape, masking tape, thread seal tape, duct tape, wall patch / wood filler, shims, rags, wire connectors, popsicle / craft sticks, picture hanging wire, batteries, etc. (Ongoing) | No. | 59 |  | 0
| 5.19 |  | GENEAL SERVICES
| 5.19.1.1 |  | FUEL FIRED BOILERS
B |  | No schedule Reference | Inspect, test and service. (Every three (3) years) | N/A
| 5.19.1.2 |  | ELECTRODE BOILERS
C |  | No schedule Reference | Inspect, test and service. (Every three (3) years) | N/A
| 5.19.1.3 |  | PRESSURE VESSELS
D |  | No schedule Reference | Inspect, test and service. (Every three (3) years) | N/A
| 5.19.1.4 |  | PUMPS (ELECTRICAL)
E |  | No schedule Reference | Inspect, test and service. (Quarterly) | N/A
| 5.19.1.5 |  | PUMPS (MECHANICAL)
F |  | No schedule Reference | Inspect, test and service. (Quarterly) | N/A
| 5.19.1.6 |  | AUTOMATED SLIDING DOORS
G |  | No schedule Reference | Inspect, test and service. (Quarterly) | N/A
| 5.19.1.7 |  | AUTOMATED ROLLER SHUTTER DOORS
H |  | No schedule Reference | Inspect, test and service. (Quarterly) | No. | 20 |  | 0
| 5.19.1.8 |  | AUTOMATED SLIDING GATES
A |  | No schedule Reference | Inspect, test and service. (Quarterly) | N/A
| 6 |  | SERVICE 4: CIVILS
| 6.13.1 |  | STORM WATER DRAINAGE SYSTEMS
B |  | No schedule Reference | High pressure clean, inspect with a camera and where necessary use a drain auger to remove any blockages, tree roots, etc. Re-inspect with a camera. They shall be left free of sediment, debris or any other foreign materials. (Monthly) | N/A
| 6.13.2 |  | SOIL DRAINAGE SYSTEMS
C |  | No schedule Reference | Clean all drainage systems by removing grates, remove all sediment, debris or any other foreign materials, re-install grates. (Monthly) | N/A
| 8 |  | SERVICE 6: GROUNDS UPKEEP AND LANDSCAPE HORTICULTURE
| 8.8 |  | GROUNDS UP KEEP
| 8.8.12 |  | PATROL CLEANING
D |  | No schedule Reference | Pick-up, collect and dispose of all litter, debris, packets, leaves, etc. to ensure the grounds are clean, neat and tidy. (Ongoing) | N/A
| 8.8.13 |  | HARD SURFACE CLEANING
E |  | No schedule Reference | Hard surfaces shall be swept and cleaned appropriately to ensure they are free from all stains, debris and atmospheric pollution, accidental spillage of material, bird droppings and the like. (Ongoing) | N/A
| 8.8.14 |  | HARD SURFACE WEED CONTROL
F |  | No schedule Reference | Weed removal shall be undertaken by hand, after which an appropriate weed control material / product shall be used to retard weed growth. (Ongoing) | N/A
| 8.8.15 |  | WATER FEATURES
A |  | No schedule Reference | Inspect, clean and ensure they are free of sediment, debris or any other foreign matter. (Ongoing) | N/A
| 8.9 |  | LANDSCAPE HORTICULTURE
| 8.9.9 |  | ROUTINE LANDSCAPE HORTICULTURE SERVICES
B |  | No schedule Reference | Routine day-to-day landscaping horticulture: Ensure that the landscaped areas are clean, neat and free of weeds. All plant specimens shall be kept to a height and form that is safe and appropriate for its type and location of planting. All plants specimens shall be provided with sufficient water, compost, fertiliser, etc. Note: This encompasses the complete requirement and specification for Landscaping Horticulture unless specified separately elsewhere. (Ongoing) | N/A
| 8.9.9.6.1 |  | IRRIGATION AND WATERING
C |  | No schedule Reference | All sprinkler nozzles shall be inspected for blockages, cleaned, serviced and where necessary realigned for optimal functioning. (Monthly) | N/A
D |  | No schedule Reference | Controllers shall be tested, cleaned, serviced and timer settings confirmed. (Quarterly) | N/A
| 8.9.9.6.10 |  | WATER FEATURES
E |  | No schedule Reference | Empty the water feature for routine maintenance of tiling, plastering and painting, waterproofing, the webbing installed for the squirrels, lighting, pumps, ensure the day / night timer to switch lights on / off are appropriate to the seasons, refill the feature, etc. and ensure the water feature is fully commissioned. Return plants and other to the water feature. (Quarterly) | N/A
| 9 |  | SERVICE 7: CLEANING AND HYGIENE
| 9.6 |  | ROUTINE BUILDING CLEANING
A |  | No schedule Reference | Routine day-to-day cleaning: Provide routine day-to-day cleaning that enhances the facilities using the best known cleaning practices and equipment available including rigorous standards of professionalism, descipline and in a manner that minimises all forms of discruptions and noise to the occupants. Note: This encompassess the complete requirement and specification unless specified separately elsewhere. (Ongoing) | N/A
| 9.7 |  | SCHEDULED CLEANING
B |  | No schedule Reference | Internal window cleaning (Quarterly) | No. | 20 |  | 0
C |  | No schedule Reference | Deep Cleaning: Bathrooms (Quarterly) | No. | 20 |  | 0
D |  | No schedule Reference | Deep Cleaning: Commercial Kitchen and associated areas (Quarterly) | N/A
E |  | No schedule Reference | Deep Cleaning: Emergency stairwells (Quarterly) | No. | 20 |  | 0
F |  | No schedule Reference | Deep clean lift foyers and lifts (Quarterly) | No. | 20 |  | 0
|  | No schedule Reference | Deep clean walk-off mats (Quarterly) | N/A
| 9.8 |  | HYGIENE SERVICES
| 9.8.2 |  | SANITARY BIN SERVICE
G |  | No schedule Reference | Remove liner containing waste and replace with a clean liner. (Every seven (7) days) | N/A
H |  | No schedule Reference | Remove liner containing waste and replace with a clean liner. (Every fourteen (14) days) | N/A
| 9.8.3 |  | COVID-19 SANITISER UNITS AND CONSUMABLES
|  | No schedule Reference | Supply and re-fill consumables (Ongoing) | N/A
| 9.9 |  | GENERAL SERVICES
ROUTINE PLANTROOM CLEANING
A | 9.9.3 | No schedule Reference | Inspect, clean and record all related activities (Ongoing) | No. | 59 |  | 0
| 10 |  | SERVICE 8: ENVIRONMENTAL SERVICES
| 10.9 |  | WASTE MANAGEMENT
B |  | No schedule Reference | Compactor shall be removed, emptied, cleaned and retuned as required but not less than once a week. This shall take place before 07h00 or after 18h00 to ensure minimum disruption to the applicable entrances / exits. (Ongoing) | N/A
C |  | No schedule Reference | The compactor area, other waste areas and wheelie bins shall be cleaned as often as required but not less than twice a week with non-potable water from an off-site location until suitable non-potable water is available on site. This shall take place before 07h00 or after 18h00 to ensure minimum disruption to the applicable entrances / exits. (Ongoing) | N/A
D |  | No schedule Reference | The compactor shall be removed before 07h00 on the day before SONA and returned before 07h00 the day after SONA. (Annually + 1) | N/A
E |  | No schedule Reference | All other food waste shall be transported to a licensed facility for incineration and a disposal certificate provided. (Ongoing) | N/A
F |  | No schedule Reference | Remove waste, clean fat trap and dispose of the waste at a licensed facility and provide a disposal certificate. (Weekly) | N/A
G |  | No schedule Reference | Collect, separate and transport all waste identified for recycling to a licensed facility for further sorting and recycling. Provide a disposal certificate. (Ongoing) | N/A
H |  | No schedule Reference | Medical waste shall be collected and transported by a licenced SP to a licensed medical waste disposal facility for incineration and provide a disposal certificate. (Every two (2) weeks) | No. | 128 |  | 0
| 10.9.14 |  | INDUSTRIAL SHREDDER AND PAPER RECYCLING
A |  | No schedule Reference | Transport the shredded paper to a licenced facility and obtain a certificate of disposal. (Weekly) | N/A
B |  | No schedule Reference | Provide a competent operator and shred paper as required. (Ongoing) | N/A
C |  | No schedule Reference | Clean and service the Industrial Shredder. (Quarterly) | N/A
| 10.1 |  | PEST CONTROL
D |  | No schedule Reference | Plan, schedule and undertake general building pest control. (Every nine (9) weeks) | No. | 29 |  | 0
E |  | No schedule Reference | Plan, schedule and undertake pest control in the Art Stores. Treatment shall include light spray for cockroaches, gel for silver fish, check for borer beetle, check for moths, small flies, etc. and treat as required. (Every twelve (12) weeks) | N/A
F |  | No schedule Reference | Re-fill tamper proof bait boxes, re-secure signage and bait boxes where necessary and update register. (Monthly) | No. | 59 |  | 0
G |  | No schedule Reference | Plan, schedule and undertake pest control in pump rooms. (Monthly) | N/A
H |  | No schedule Reference | Plan, schedule and undertake pest control in commercial kitchens and associated areas. (Monthly) | N/A
J |  | No schedule Reference | Plan, schedule and undertake pest control in areas (after the areas and wheelie bins have been high pressure washed). (Every two (2) weeks) | N/A
K |  | No schedule Reference | Plan, schedule and undertake pest control in basement parking areas, basements in general and all basement plant rooms. (Quarterly) | N/A
L |  | No schedule Reference | Plan, schedule and undertake pest control all chambers and Committee Rooms (after scheduled cleaning). (Quarterly) | N/A
M |  | No schedule Reference | Plan, schedule and undertake pest control in all internal emergency stairwells (after scheduled cleaning). (Quarterly) | No. | 20 |  | 0
| 11 |  | SERVICE 9: CEREMONIAL SERVICES
A |  | No schedule Reference | Co-ordinate and hand over consolidated Health and Safety Files in collaboration with the DPWI SPs appointed specifically for this event. (Annually + 1) | N/A
B |  | No schedule Reference | Provide a detailed closeout report of the event. (Annually + 1) | N/A
|  |  | Total Carried to Final Summary |  |  | R

## Bill No. 17 - Complex Grounds
Item No. | Clause Ref: | Schedule Ref: |  | Unit | Qty | Rate | Amount
BILL NO. 17
COMPLEX GROUNDS
The Extent of the area compromising of gardens around the Parliamentary Precinct Buildings, walkways, roads and Lodge Parking areas are 42,800m². The precinct grounds are situated at the Parliament Precinct.
-----------------------------
SUPPLEMENTARY PREAMBLES
Tenderers are referred to the following sections and/or annexures before pricing this bill.
| Volume 3 |  | Part C1: Agreement and Contract Data
| Part C1.2 |  | Contract Data – Facilities Management -DPW-04(FM)
| Part C1.3 |  | Conditions of Contract – PA-10(FM)
| Part C1.4 |  | Amendments to Standard Conditions of Contract
| Part C1.5 |  | Special Conditions of Contract
| Volume 3 |  | Part C2: Pricing Data
| Part C2.1 |  | Pricing Instructions (PG-02.1 EC)
| Volume 3 |  | Part C3: Scope of Work
| Part C3.2 |  | Scope of Work
| Volume 3 |  | Preventative Maintenance Matrix of Services
| Part C3.3 |  | Tenderers are referred to the Matrix of Services for required services applicable to individual buildings / facilities applicable to this contract.
| Volume 3 |  | Service Level Agreement and Priority Table
| Part C3.4 |  | Tenderers are referred to Service Level Agreement and Priority Table for availability and performance requirements applicable to this contract.
| Volume 3 |  | Penalty Schedule
| Part C3.5 |  | Tenderers are referred to Penalty Schedule applicable to this contract.
| Volume 3 |  | Contract Participation Goals and cidb Build Progamme
| Part C3.6 |  | Tenderers are referred to Contract Participation Goals and cidb Build Programme applicable to this contract.
| Volume 3 |  | Health and Safety Requirements
| Part C3.7 |  | Tenderers are referred to Health and Safety requirements applicable to this contract.
| Volume 3 |  | HIV/AIDS Specification (PW 1544)
| Part C3.8 |  | Tenderers are referred to HIV/AIDS Specification (PW 1544) applicable to this contract.
Notes on pricing
The Tenderer shall view the site and all existing structures thereon and make himself thoroughly acquainted with the conditions under which the works / services are to be done, the means of access to the works, the condition of the roads, the nature of the site and generally with all matters which may influence the contract and any restrictions or conditions which may be imposed by the employer and/or local authority.
No claim for any extras in connection with the position, conditions or circumstances of the work or siting of temporary structures, etc will be entertained.
-----------------------------
| 4 |  | SERVICE 2: BUILDING INFRASTRUCTURE
| 4.8 |  | EXTERNAL: CLEANING
A |  | No schedule Reference | Remove debris, litter and fouling from roof surfaces including waterproofing, gutters, down pipes, full bores etc. and any other type of roof, courtyard or patio covering, etc., to prevent the ingress of water and ensure they are left clean and stain free. This shall include including bird netting.(Monthly) | N/A
B |  | No schedule Reference | Remove debris, litter and fouling from boundary and free-standing walls, fencing, railings, pillars, signage, roof surfaces and walls of guard houses, etc. and ensure they are left clean and stain free. (Quarterly) | No. | 20 |  | 0
C |  | No schedule Reference | Remove debris, litter and fouling from façades, balconies (ground and upper levels), windows, window ledges, shutters, shop front type entrance / exits, external emergency staircases, entrance and exit stairs, landings, patios, balustrades, signage, etc. to ensure they are clean and stain free. Windows shall be dried and bear no evidence of residual cleaning materials / products, smears, run marks, stains or finger marks, etc. (Quarterly) | N/A
D |  | No schedule Reference | Using suitable camera equipment and/or by other means, ensure that all down pipes (surface mounted or encased in concrete) are checked for blockages. Blockages shall be removed without causing damage. The downpipes shall be inspected for signs of corrosion, leaks, etc. Provide a report and before / after dated and time stamped photos and videos including recommendations for further work. (Quarterly) | N/A
| 4.11 |  | LEATHER REPAIRS
E |  | No schedule Reference | Inspect all applicable leather items for repairs, buttons replacements, minor leather replacements, etc., provide a report and a quotation based on the schedule of rates for further action. (Quarterly) | N/A
| 4.13 |  | FLAG POLES
A |  | No schedule Reference | Inspect the rope, pulleys and toggles, paint or varnish poles and associated infrastructure, etc. and provide a report including before and after date and time stamped photos (December, March, June and September). (Quarterly) | No. | 20 |  | 0
B |  | No schedule Reference | Supply and install new ropes, new pulleys, new cleats and new toggles (December). (Annually) | No. | 5 |  | 0
| 5 |  | SERVICE 3: TECHNICAL SERVICES
| 5.8 |  | ELECTRICAL SERVICES
| 5.8.5 |  | MEDIUM VOLTAGE NETWORK (SUBSTATIONS, TRANSFORMERS, RING MAIN UNIT, BTUs, ETC.)
A | 5.8.5.9 | Schedule A | Substations - Inspect, record findings and provide a report. (Quarterly) | No. | 20 |  | 0
B | 5.8.5.10 | Schedule B | MV Switchgear - Inspect, record findings and provide a report. (Quarterly) | N/A
C | 5.8.5.11 | Schedule C | LV Boards - Inspect, record findings and provide a report. (Quarterly) | N/A
D | 5.8.5.12 | Schedule D | Transformers - Inspect, record findings and provide a report. (Quarterly) | N/A
E | 5.8.5.13 | Schedule E | BTUs - Inspect, clean, service, record findings and provide a report. (Monthly) | No. | 59 |  | 0
F |  | No schedule Reference | MV Power Factor Equipment - Inspect, record findings and provide a report. (Quarterly) | No. | 20 |  | 0
G | 5.8.5.14 | Schedule F | Ring Main Unit - Inspect, clean, service, record findings and provide a report. (Annually) | No. | 5 |  | 0
H | 5.8.5.15 | Schedule G | Transformers: Dry Type Transformers - Inspect, clean, service, record findings and provide a report. (Annually) | N/A
J | 5.8.5.16 | Schedule H | Transformers: Free Breathing Oil Filled Transformers - Inspect, clean, service, record findings and provide a report. (Annually) | N/A
K | 5.8.5.17 | Schedule I | Transformers: Sealed Oil Filled Transformers - Inspect, clean, service, record findings and provide a report. (Annually) | N/A
L | 5.8.5.18 | Schedule J | ABB SAFERING CCMVVVVSVVV, CVVVV, CCFF, CFFFF, CCC - Inspect, clean, service, record findings and provide a report. (Annually) | N/A
M |  | No schedule Reference | MW Power Factor Equipment - Inspect, clean, service, record findings and provide a report. (Annually) | No. | 5 |  | 0
A |  | No schedule Reference | Liaise with CoCT prior to the scheduled work to ensure that the work completed by CoCT is managed in a way that minimises a total power outage ensuring all services including Security Service interruptions are minimised or not interrupted at all. (Every three (3) years) | No. | 2 |  | 0
| 5.8.6 |  | STANDBY GENERATORS
B | 5.8.6.12 | Schedule K | Inspect, off load test, record findings and provide a report. (Weekly) | N/A
C | 5.8.6.12 | Schedule K | Inspect, load test, record findings and provide a report. (Quarterly) | N/A
D | 5.8.6.12 | Schedule K | Inspect, service, load test, record findings and provide a report. (Annually) | N/A
E |  | No schedule Reference | Bulk Diesel Tanks (2x): Obtain one (1) sample annually from the bottom of each of the bulk diesel tanks, have it tested at an accredited laboratory and provide the test results. (Annually + 1) | N/A
F | 5.8.6.13 | Schedule L | Duvalco FMS: Inspect, service, record findings and provide a report. (Monthly) | N/A
G | 5.8.6.13 | Schedule L | Duvalco FMS: Supply and install new Duvalco BFS Red cartridge. (Quarterly) | N/A
| 5.8.7 |  | UNINTERRUPTED POWER SUPPLY
H | 5.8.7.5 | Schedule M | Inspect, clean, service, test and record information for the UPS and the batteries. (Monthly) | N/A
| 5.8.8 |  | DISTRIBUTION BOARDS
J | 5.8.8.9 | Schedule N | Inspect, test and record findings. (Monthly) | N/A
K | 5.8.8.9 | Schedule N | Inspect, test, where necessary label and record findings. (Quarterly) | N/A
L | 5.8.8.9 | Schedule N | Inspect, test, service, do thermal scan, repair, tighten, re-do thermal scan, record findings and provide a report. (Annually) | N/A
| 5.8.9 |  | GENERAL SERVICES
A | 5.8.9.7 | Schedule O | Lights and light fittings: Inspect, test, repair and record findings. (Every six (6) months) | No. | 10 |  | 0
B | 5.8.9.8 | Schedule P | Emergency lights: Inspect, test, repair and record findings. (Quarterly) | N/A
C | 5.8.9.9 | Schedule Q | Power outlets: Inspect, test, repair and record findings. (Every six (6) months) | No. | 10 |  | 0
D | 5.8.9.10 | Schedule R | Power skirting: Inspect, test, repair and record findings. (Every six (6) months) | N/A
E | 5.8.9.11 | Schedule S | Isolators and fixed equipment: Inspect, test, repair and record findings. (Quarterly) | N/A
| 5.9 |  | HEATING VENTILATION AND COOLING
| 5.9.9.1 |  | WATER COOLED CHILLER AND AIR COOLED CHILLER
F | 5.9.10 | Annexure T | Inspect, test, record findings and provide a report.(Monthly) | N/A
G | 5.9.10 | Annexure T | Inspect, test, clean, record findings and provide a report. (Quarterly) | N/A
H | 5.9.10 | Annexure T | Inspect, service, clean, take samples, test, record findings and provide a report. (Annually) | N/A
| 5.9.9.2 |  | COOLING TOWER AND CLOSED CIRCUIT COOLER
J | 5.9.11 | Annexure U | Inspect, test, clean, service, record findings and provide a report. (Monthly) | N/A
K | 5.9.11 | Annexure U | Inspect, test, clean, record findings and provide a report.(Quarterly) | N/A
L | 5.9.11 | Annexure U | Inspect, test, service clean, record findings and provide a report.(Annually) | N/A
| 5.9.9.3 |  | WATER TREATMENT PLANT
A | 5.9.12 | Annexure V | Inspect, test, clean, service, record findings and provide a report.(Monthly) | N/A
B | 5.9.12 | Annexure V | Take samples, test and provide a report.(Quarterly) | N/A
C | 5.9.12 | Annexure V | Inspect, supply chemicals, record findings and provide a report.(Annually) | N/A
| 5.9.9.4 |  | PUMPS
D | 5.9.13 | Annexure W | Inspect, test, record findings provide a report.(Monthly) | N/A
E | 5.9.13 | Annexure W | Inspect, test, clean, service, record findings and provide a report.(Quarterly) | N/A
F | 5.9.13 | Annexure W | Inspect, test, service, clean, record findings and provide a report.(Annually) | N/A
| 5.9.9.5 |  | PRESSURE TANKS
G | 5.9.14 | Annexure X | Inspect, test, record findings and provide a report.(Quarterly) | N/A
H | 5.9.14 | Annexure X | Inspect, test, service, clean, record findings and provide a report.(Annually) | N/A
| 5.9.9.6 |  | MAKE UP TANKS
J | 5.9.15 | Annexure Y | Inspect, test, record findings and provide a report.(Quarterly) | N/A
K | 5.9.15 | Annexure Y | Inspect, test, service, clean, record findings and provide a report.(Annually) | N/A
| 5.9.9.7 |  | PIPEWORK AND ANCILLARIES
L | 5.9.16 | Annexure Z | Inspect, test, clean, record findings and provide a report.(Monthly) | N/A
M | 5.9.16 | Annexure Z | Inspect, test, record findings and provide a report.(Quarterly) | N/A
N | 5.9.16 | Annexure Z | Inspect, test, service, clean, record findings and provide a report. (Annually) | N/A
| 5.9.9.8 |  | DUCTWORK AND ANCILLARIES
A | 5.9.17 | Annexure AA | Inspect, test, record findings and provide a report.(Monthly) | N/A
B | 5.9.17 | Annexure AA | Inspect, test, clean, record findings and provide a report.(Quarterly) | N/A
C | 5.9.17 | Annexure AA | Inspect, test, service, clean, record findings and provide a report. (Annually) | N/A
| 5.9.9.9 |  | AIR HANDLING UNITS
D | 5.9.18 | Annexure AB | Inspect, test, clean, record findings and provide a report. (Monthly) | N/A
E | 5.9.18 | Annexure AB | Inspect, test, service, clean, record findings and provide a report.(Quarterly) | N/A
F | 5.9.18 | Annexure AB | Inspect, test, service, clean, record findings and provide a report.(Annually) | N/A
| 5.9.9.10 |  | FANS
G | 5.9.19 | Annexure AC | Clean extractor canopy filters, record findings and provide a report. (Weekly) | N/A
H | 5.9.19 | Annexure AC | Inspect, test, record findings and provide a report. (Monthly) | N/A
J | 5.9.19 | Annexure AC | Inspect, test, service, clean kitchen extract ducting, record findings and provide a report. (Quarterly) | N/A
K | 5.9.19 | Annexure AC | Inspect, test, service, clean, record findings and provide a report. (Annually) | N/A
| 5.9.9.11 |  | FIRE CRITICAL EQUIPMENT
L | 5.9.20 | Annexure AD | Inspect, test, record findings and provide a report. (Monthly) | N/A
M | 5.9.20 | Annexure AD | Inspect, test, record findings and provide a report. (Quarterly) | N/A
N | 5.9.20 | Annexure AD | Inspect, test, service, record findings and provide a report. (Annually) | N/A
| 5.9.9.12 |  | PACKAGE, SPLIT AND WATER COOLED UNITS
A | 5.9.21 | Annexure AE | Inspect, test, clean, record findings and provide a report. (Monthly) | N/A
B | 5.9.21 | Annexure AE | Inspect, test, clean, record findings and provide a report. (Quarterly) | N/A
C | 5.9.21 | Annexure AE | Inspect, test, service, clean, record findings and provide a report. (Annually) | N/A
| 5.9.9.13 |  | SWITCHBOARDS
D | 5.9.22 | Annexure AF | Inspect, test, service, record findings and provide a report. (Monthly) | N/A
E | 5.9.22 | Annexure AF | Inspect, test, record findings and provide a report. (Quarterly) | N/A
F | 5.9.22 | Annexure AF | Inspect, test, record findings and provide a report. (Annually) | N/A
| 5.9.9.14 |  | NON-BMS CONTROLS
G | 5.9.23 | Annexure AG | Inspect, test, record findings and provide a report. (Monthly) | N/A
H | 5.9.23 | Annexure AG | Inspect, test, service, clean, record findings and provide a report. (Annually) | N/A
| 5.1 |  | BUILDING MANAGEMENT SYSTEM
J |  | No schedule Reference | Monitor the BMS Control Room between the hours of 08h00 – 18h00 Monday to Friday excluding public holidays. (Ongoing) | No. | 59 |  | 0
K | 5.10.9 | Annexure AH | Inspect, test and provide a report. (Monthly) | N/A
L | 5.10.9 | Annexure AH | Inspect, test, clean and provide a report. (Quarterly) | N/A
M | 5.10.9 | Annexure AH | Inspect, test, clean and provide a report. (Annually) | N/A
| 5.11 |  | FIRE PROTECTION SERVICES
| 5.11.3 |  | FIRE SPRINKLER SYSTEMS
A | 5.11.3.5 | Schedule AI | Inspect, test and record findings. (Daily) | N/A
B | 5.11.3.6 | Schedule AJ | Inspect, test and record findings. (Weekly) | N/A
C | 5.11.3.7 | Schedule AK | Inspect, test, clean, service, record findings and provide a report. (Quarterly) | N/A
D | 5.11.3.8 | Schedule AL | Inspect, test, record findings and provide a report. (Every six (6) months) | N/A
E | 5.11.3.9 | Schedule AM | Inspect, test, record findings and provide a report. (Annually) | N/A
F | 5.11.3.10 | Schedule AN | Inspect, test, clean, service, record findings and provide a report. (Every three (3) years) | N/A
G | 5.11.3.11 | Schedule AO | Inspect, test, clean, service, record findings and provide a report. (Every fifteen (15) years) | N/A
| 5.11.4 |  | FIRE HOSE REELS AND HYDRANTS
H | 5.11.4.7 | Schedule AP | Inspect, recording findings and provide an updated register. (Weekly) | No. | 256 |  | 0
J | 5.11.4.7 | Schedule AP | Inspect, clean, record findings and provide an updated register. (Monthly) | No. | 59 |  | 0
K | 5.11.4.7 | Schedule AP | Inspect, service, record findings and provide an updated register. (Annually) | No. | 5 |  | 0
| 5.11.5 |  | FIRE EXTINGUISHERS
L | 5.11.5.6 | Schedule AQ | Inspect, record findings and provide an updated register. (Monthly) | N/A
M | 5.11.5.6 | Schedule AQ | Inspect, service, record findings and provide an updated register. (Annually) | N/A
N | 5.11.5.6 | Schedule AQ | Inspect, hydrostatically pressure test, record findings and provide an updated register. (Every five (5) years) | N/A
O | 5.11.5.6 | Schedule AQ | Inspect, hydrostatically pressure test, record findings and provide an updated register. (Every ten (10) years) | N/A
| 5.11.6 |  | FIRE BLANKETS
A |  | No schedule Reference | Inspect, record findings and provide an updated register. (Monthly) | N/A
B |  | No schedule Reference | Inspect, service, record findings and provide an updated register. (Annually) | N/A
| 5.11.7 |  | BREATHING APPARATUS
C |  | No schedule Reference | Inspect, record findings and provide an updated register. (Monthly) | N/A
D |  | No schedule Reference | Inspect, service, record findings and provide an updated register. (Annually) | N/A
| 5.11.8 |  | EMERGENCY ESCAPE ROUTES, EXIT DOORS, STAIRWELLS, ETC.
E | 5.11.8.4 | Schedule AR | Inspect, record findings and provide a report. (Monthly) | N/A
| 5.12 |  | LIFE SAFETY ELECTRONIC SYSTEMS
| 5.12.3 |  | FIRE DETECTION AND ALARM, GAS CONTROL SYSTEMS
F | 5.12.3.2 | Schedule AS | Inspect, test, record findings and provide a report. (Weekly) | N/A
G | 5.12.3.2 | Schedule AS | Inspect, test, record findings and provide a report. (Monthly) | N/A
H | 5.12.3.2 | Schedule AS | Inspect, test, record findings and provide a report. (Quarterly) | N/A
J | 5.12.3.2 | Schedule AS | Inspect, test, record findings and provide a report. (Annually) | N/A
| 5.12.4 |  | VOICE ACTIVATION SYSTEMS
K | 5.12.4.2 | Schedule AT | Inspect, test, record findings and provide a report. (Weekly) | N/A
L | 5.12.4.2 | Schedule AT | Inspect, test, record findings and provide a report. (Quarterly) | N/A
M | 5.12.4.2 | Schedule AT | Inspect, test, record findings and provide a report. (Annually) | N/A
| 5.12.5 |  | EMERGENCY COMMUNICATION SYSTEM
A | 5.12.5.2 | Schedule AU | Inspect, test, record findings and provide a report. (Weekly) | N/A
B | 5.12.5.2 | Schedule AU | Inspect, test, record findings and provide a report. (Quarterly) | N/A
C | 5.12.5.2 | Schedule AU | Inspect, test, record findings and provide a report. (Annually) | N/A
| 5.12.6 |  | REMRAD SYSTEMS
D |  | No schedule Reference | Undertake a manual test to ensure the equipment is functional, the signal is received and the responses are audible. Record the findings and provide a report. (Weekly) | N/A
E |  | No schedule Reference | Undertake a fire condition simulation by activating three (3) smoke detectors to ensure the equipment is functional and the signal is received automatically without any manual intervention. Record the findings and provide a report. Notify the CoCT Goodwood Fire Station prior to the simulation. (Monthly) | N/A
F |  | No schedule Reference | Obtain the relevant log information. The logs shall be used as further evidence of testing, failures, alarms, etc. that have taken place. (Monthly) | N/A
G |  | No schedule Reference | Inspect and service the system. (Quarterly) | N/A
H |  | No schedule Reference | Pay the licencing fee. (Quarterly) | N/A
| 5.13 |  | LIQUID PETROLEUM GAS INSTALLATIONS
| 5.13.7 |  | EXTERNAL LPG BANKS
J |  | No schedule Reference | Inspect, clean, record findings and provide a report. (Every two (2) weeks) | No. | 128 |  | 0
K |  | No schedule Reference | Inspect, clean, service, record finding and provide a report. (Quarterly) | No. | 20 |  | 0
L |  | No schedule Reference | Provide a COC for each external LPG installation (during December of each year). (Annually) | No. | 5 |  | 0
| 5.13.8 |  | FLAME OF REMEMBRANCE
A |  | No schedule Reference | All-inclusive preventative and corrective maintenance requirements including the supply and delivery of LPG, re-ignition of flame, cleaning and repairs to the immediate surrounding infrastructure (e.g. cage, signage, etc.), spares, etc. (e.g. cage, signage, etc.). Provide a monthly report. (Monthly) | No. | 59 |  | 0
B |  | No schedule Reference | Provide a COC (during December of each year). (Annually) | No. | 5 |  | 0
| 5.14 |  | COMMERCIAL CATERING APPLIANCES
C |  | No schedule Reference | Inspect, clean, check connections, service, record findings and provide a report. (Quarterly) | N/A
| 5.15 |  | DOMESTIC APPLIANCES
D |  | No schedule Reference | Inspect, clean, check connections, service, record findings and provide a report. (Quarterly) | N/A
| 5.16 |  | LIFTS
E |  | No schedule Reference | Comprehensive Repair and Maintenance Contracts. Lifts shall be inspected and serviced as required including all repairs and replacements of components. This shall include but not be limited to lift shafts, internal and externals of the lift car, lift motor room, power distribution systems, etc. (Monthly) | N/A
F |  | No schedule Reference | An appropriately qualified and registered independent lift inspector shall inspect the lifts, issue the findings, inspect the work until is it appropriately completed and issue a revised findings report, all within the regulated period. (Annually) | N/A
| 5.18 |  | HANDYMAN SERVICES
A |  | No schedule Reference | Handyman Services shall include labour, tools, appropriate consumables and supplies necessary to complete the tasks for general building infrastructure, plumbing and drainage, electrical, HVAC and Fire Services. E.g. consumables and supplies could include but not be limited to random screws, washers, nails, nuts, bolts, drywall anchors, fasteners, zip ties, adhesives, caulking, sealants, glues, staples, electrical tape, masking tape, thread seal tape, duct tape, wall patch / wood filler, shims, rags, wire connectors, popsicle / craft sticks, picture hanging wire, batteries, etc. (Ongoing) | No. | 59 |  | 0
| 5.19 |  | GENEAL SERVICES
| 5.19.1.1 |  | FUEL FIRED BOILERS
B |  | No schedule Reference | Inspect, test and service. (Every three (3) years) | N/A
| 5.19.1.2 |  | ELECTRODE BOILERS
C |  | No schedule Reference | Inspect, test and service. (Every three (3) years) | N/A
| 5.19.1.3 |  | PRESSURE VESSELS
D |  | No schedule Reference | Inspect, test and service. (Every three (3) years) | N/A
| 5.19.1.4 |  | PUMPS (ELECTRICAL)
E |  | No schedule Reference | Inspect, test and service. (Quarterly) | N/A
| 5.19.1.5 |  | PUMPS (MECHANICAL)
F |  | No schedule Reference | Inspect, test and service. (Quarterly) | N/A
| 5.19.1.6 |  | AUTOMATED SLIDING DOORS
G |  | No schedule Reference | Inspect, test and service. (Quarterly) | N/A
| 5.19.1.7 |  | AUTOMATED ROLLER SHUTTER DOORS
H |  | No schedule Reference | Inspect, test and service. (Quarterly) | N/A
| 5.19.1.8 |  | AUTOMATED SLIDING GATES
A |  | No schedule Reference | Inspect, test and service. (Quarterly) | No. | 20 |  | 0
| 6 |  | SERVICE 4: CIVILS
| 6.13.1 |  | STORM WATER DRAINAGE SYSTEMS
B |  | No schedule Reference | High pressure clean, inspect with a camera and where necessary use a drain auger to remove any blockages, tree roots, etc. Re-inspect with a camera. They shall be left free of sediment, debris or any other foreign materials. (Monthly) | No. | 59 |  | 0
| 6.13.2 |  | SOIL DRAINAGE SYSTEMS
C |  | No schedule Reference | Clean all drainage systems by removing grates, remove all sediment, debris or any other foreign materials, re-install grates. (Monthly) | No. | 59 |  | 0
| 8 |  | SERVICE 6: GROUNDS UPKEEP AND LANDSCAPE HORTICULTURE
| 8.8 |  | GROUNDS UP KEEP
| 8.8.12 |  | PATROL CLEANING
D |  | No schedule Reference | Pick-up, collect and dispose of all litter, debris, packets, leaves, etc. to ensure the grounds are clean, neat and tidy. (Ongoing) | No. | 59 |  | 0
| 8.8.13 |  | HARD SURFACE CLEANING
E |  | No schedule Reference | Hard surfaces shall be swept and cleaned appropriately to ensure they are free from all stains, debris and atmospheric pollution, accidental spillage of material, bird droppings and the like. (Ongoing) | No. | 59 |  | 0
| 8.8.14 |  | HARD SURFACE WEED CONTROL
F |  | No schedule Reference | Weed removal shall be undertaken by hand, after which an appropriate weed control material / product shall be used to retard weed growth. (Ongoing) | No. | 59 |  | 0
| 8.8.15 |  | WATER FEATURES
A |  | No schedule Reference | Inspect, clean and ensure they are free of sediment, debris or any other foreign matter. (Ongoing) | No. | 59 |  | 0
| 8.9 |  | LANDSCAPE HORTICULTURE
| 8.9.9 |  | ROUTINE LANDSCAPE HORTICULTURE SERVICES
B |  | No schedule Reference | Routine day-to-day landscaping horticulture: Ensure that the landscaped areas are clean, neat and free of weeds. All plant specimens shall be kept to a height and form that is safe and appropriate for its type and location of planting. All plants specimens shall be provided with sufficient water, compost, fertiliser, etc. Note: This encompasses the complete requirement and specification for Landscaping Horticulture unless specified separately elsewhere. (Ongoing) | No. | 59 |  | 0
| 8.9.9.6.1 |  | IRRIGATION AND WATERING
C |  | No schedule Reference | All sprinkler nozzles shall be inspected for blockages, cleaned, serviced and where necessary realigned for optimal functioning. (Monthly) | No. | 59 |  | 0
D |  | No schedule Reference | Controllers shall be tested, cleaned, serviced and timer settings confirmed. (Quarterly) | No. | 20 |  | 0
| 8.9.9.6.10 |  | WATER FEATURES
E |  | No schedule Reference | Empty the water feature for routine maintenance of tiling, plastering and painting, waterproofing, the webbing installed for the squirrels, lighting, pumps, ensure the day / night timer to switch lights on / off are appropriate to the seasons, refill the feature, etc. and ensure the water feature is fully commissioned. Return plants and other to the water feature. (Quarterly) | No. | 20 |  | 0
| 9 |  | SERVICE 7: CLEANING AND HYGIENE
| 9.6 |  | ROUTINE BUILDING CLEANING
A |  | No schedule Reference | Routine day-to-day cleaning: Provide routine day-to-day cleaning that enhances the facilities using the best known cleaning practices and equipment available including rigorous standards of professionalism, descipline and in a manner that minimises all forms of discruptions and noise to the occupants. Note: This encompassess the complete requirement and specification unless specified separately elsewhere. (Ongoing) | N/A
| 9.7 |  | SCHEDULED CLEANING
B |  | No schedule Reference | Internal window cleaning (Quarterly) | No. | 20 |  | 0
C |  | No schedule Reference | Deep Cleaning: Bathrooms (Quarterly) | N/A
D |  | No schedule Reference | Deep Cleaning: Commercial Kitchen and associated areas (Quarterly) | N/A
E |  | No schedule Reference | Deep Cleaning: Emergency stairwells (Quarterly) | N/A
F |  | No schedule Reference | Deep clean lift foyers and lifts (Quarterly) | N/A
|  | No schedule Reference | Deep clean walk-off mats (Quarterly) | N/A
| 9.8 |  | HYGIENE SERVICES
| 9.8.2 |  | SANITARY BIN SERVICE
G |  | No schedule Reference | Remove liner containing waste and replace with a clean liner. (Every seven (7) days) | N/A
H |  | No schedule Reference | Remove liner containing waste and replace with a clean liner. (Every fourteen (14) days) | N/A
| 9.8.3 |  | COVID-19 SANITISER UNITS AND CONSUMABLES
|  | No schedule Reference | Supply and re-fill consumables (Ongoing) | N/A
| 9.9 |  | GENERAL SERVICES
ROUTINE PLANTROOM CLEANING
A | 9.9.3 | No schedule Reference | Inspect, clean and record all related activities (Ongoing) | N/A
| 10 |  | SERVICE 8: ENVIRONMENTAL SERVICES
| 10.9 |  | WASTE MANAGEMENT
B |  | No schedule Reference | Compactor shall be removed, emptied, cleaned and retuned as required but not less than once a week. This shall take place before 07h00 or after 18h00 to ensure minimum disruption to the applicable entrances / exits. (Ongoing) | No. | 59 |  | 0
C |  | No schedule Reference | The compactor area, other waste areas and wheelie bins shall be cleaned as often as required but not less than twice a week with non-potable water from an off-site location until suitable non-potable water is available on site. This shall take place before 07h00 or after 18h00 to ensure minimum disruption to the applicable entrances / exits. (Ongoing) | No. | 59 |  | 0
D |  | No schedule Reference | The compactor shall be removed before 07h00 on the day before SONA and returned before 07h00 the day after SONA. (Annually + 1) | No. | 6 |  | 0
E |  | No schedule Reference | All other food waste shall be transported to a licensed facility for incineration and a disposal certificate provided. (Ongoing) | N/A
F |  | No schedule Reference | Remove waste, clean fat trap and dispose of the waste at a licensed facility and provide a disposal certificate. (Weekly) | N/A
G |  | No schedule Reference | Collect, separate and transport all waste identified for recycling to a licensed facility for further sorting and recycling. Provide a disposal certificate. (Ongoing) | No. | 59 |  | 0
H |  | No schedule Reference | Medical waste shall be collected and transported by a licenced SP to a licensed medical waste disposal facility for incineration and provide a disposal certificate. (Every two (2) weeks) | N/A
| 10.9.14 |  | INDUSTRIAL SHREDDER AND PAPER RECYCLING
A |  | No schedule Reference | Transport the shredded paper to a licenced facility and obtain a certificate of disposal. (Weekly) | No. | 256 |  | 0
B |  | No schedule Reference | Provide a competent operator and shred paper as required. (Ongoing) | No. | 59 |  | 0
C |  | No schedule Reference | Clean and service the Industrial Shredder. (Quarterly) | No. | 20 |  | 0
| 10.1 |  | PEST CONTROL
D |  | No schedule Reference | Plan, schedule and undertake general building pest control. (Every nine (9) weeks) | N/A
E |  | No schedule Reference | Plan, schedule and undertake pest control in the Art Stores. Treatment shall include light spray for cockroaches, gel for silver fish, check for borer beetle, check for moths, small flies, etc. and treat as required. (Every twelve (12) weeks) | N/A
F |  | No schedule Reference | Re-fill tamper proof bait boxes, re-secure signage and bait boxes where necessary and update register. (Monthly) | No. | 59 |  | 0
G |  | No schedule Reference | Plan, schedule and undertake pest control in pump rooms. (Monthly) | N/A
H |  | No schedule Reference | Plan, schedule and undertake pest control in commercial kitchens and associated areas. (Monthly) | N/A
J |  | No schedule Reference | Plan, schedule and undertake pest control in areas (after the areas and wheelie bins have been high pressure washed). (Every two (2) weeks) | No. | 128 |  | 0
K |  | No schedule Reference | Plan, schedule and undertake pest control in basement parking areas, basements in general and all basement plant rooms. (Quarterly) | N/A
L |  | No schedule Reference | Plan, schedule and undertake pest control all chambers and Committee Rooms (after scheduled cleaning). (Quarterly) | N/A
M |  | No schedule Reference | Plan, schedule and undertake pest control in all internal emergency stairwells (after scheduled cleaning). (Quarterly) | N/A
| 11 |  | SERVICE 9: CEREMONIAL SERVICES
A |  | No schedule Reference | Co-ordinate and hand over consolidated Health and Safety Files in collaboration with the DPWI SPs appointed specifically for this event. (Annually + 1) | N/A
B |  | No schedule Reference | Provide a detailed closeout report of the event. (Annually + 1) | N/A
|  |  | Total Carried to Final Summary |  |  | R

## Bill No. 18 - Parliament Towers
Item No. | Clause Ref: | Schedule Ref: |  | Unit | Qty | Rate | Amount
BILL NO. 18
PARLIAMENT TOWERS
The Extent of the area of improvement is approximately 10 260m² with a total of 15 floors. First seven (7) floors have an average footprint of 780m² and the remaining floors have an average footprint of 600m². The building location is in Plein Street, opposite Lelie Street and diagonally across the road from 90 Plein and 100 Plein Street buildings.
-----------------------------
SUPPLEMENTARY PREAMBLES
Tenderers are referred to the following sections and/or annexures before pricing this bill.
| Volume 3 |  | Part C1: Agreement and Contract Data
| Part C1.2 |  | Contract Data – Facilities Management -DPW-04(FM)
| Part C1.3 |  | Conditions of Contract – PA-10(FM)
| Part C1.4 |  | Amendments to Standard Conditions of Contract
| Part C1.5 |  | Special Conditions of Contract
| Volume 3 |  | Part C2: Pricing Data
| Part C2.1 |  | Pricing Instructions (PG-02.1 EC)
| Volume 3 |  | Part C3: Scope of Work
| Part C3.2 |  | Scope of Work
| Volume 3 |  | Preventative Maintenance Matrix of Services
| Part C3.3 |  | Tenderers are referred to the Matrix of Services for required services applicable to individual buildings / facilities applicable to this contract.
| Volume 3 |  | Service Level Agreement and Priority Table
| Part C3.4 |  | Tenderers are referred to Service Level Agreement and Priority Table for availability and performance requirements applicable to this contract.
| Volume 3 |  | Penalty Schedule
| Part C3.5 |  | Tenderers are referred to Penalty Schedule applicable to this contract.
| Volume 3 |  | Contract Participation Goals and cidb Build Progamme
| Part C3.6 |  | Tenderers are referred to Contract Participation Goals and cidb Build Programme applicable to this contract.
| Volume 3 |  | Health and Safety Requirements
| Part C3.7 |  | Tenderers are referred to Health and Safety requirements applicable to this contract.
| Volume 3 |  | HIV/AIDS Specification (PW 1544)
| Part C3.8 |  | Tenderers are referred to HIV/AIDS Specification (PW 1544) applicable to this contract.
Notes on pricing
The Tenderer shall view the site and all existing structures thereon and make himself thoroughly acquainted with the conditions under which the works / services are to be done, the means of access to the works, the condition of the roads, the nature of the site and generally with all matters which may influence the contract and any restrictions or conditions which may be imposed by the employer and/or local authority.
No claim for any extras in connection with the position, conditions or circumstances of the work or siting of temporary structures, etc will be entertained.
-----------------------------
| 4 |  | SERVICE 2: BUILDING INFRASTRUCTURE
| 4.8 |  | EXTERNAL: CLEANING
A |  | No schedule Reference | Remove debris, litter and fouling from roof surfaces including waterproofing, gutters, down pipes, full bores etc. and any other type of roof, courtyard or patio covering, etc., to prevent the ingress of water and ensure they are left clean and stain free. This shall include including bird netting.(Monthly) | No. | 59 |  | 0
B |  | No schedule Reference | Remove debris, litter and fouling from boundary and free-standing walls, fencing, railings, pillars, signage, roof surfaces and walls of guard houses, etc. and ensure they are left clean and stain free. (Quarterly) | No. | 20 |  | 0
C |  | No schedule Reference | Remove debris, litter and fouling from façades, balconies (ground and upper levels), windows, window ledges, shutters, shop front type entrance / exits, external emergency staircases, entrance and exit stairs, landings, patios, balustrades, signage, etc. to ensure they are clean and stain free. Windows shall be dried and bear no evidence of residual cleaning materials / products, smears, run marks, stains or finger marks, etc. (Quarterly) | No. | 20 |  | 0
D |  | No schedule Reference | Using suitable camera equipment and/or by other means, ensure that all down pipes (surface mounted or encased in concrete) are checked for blockages. Blockages shall be removed without causing damage. The downpipes shall be inspected for signs of corrosion, leaks, etc. Provide a report and before / after dated and time stamped photos and videos including recommendations for further work. (Quarterly) | No. | 20 |  | 0
| 4.11 |  | LEATHER REPAIRS
E |  | No schedule Reference | Inspect all applicable leather items for repairs, buttons replacements, minor leather replacements, etc., provide a report and a quotation based on the schedule of rates for further action. (Quarterly) | No. | 20 |  | 0
| 4.13 |  | FLAG POLES
A |  | No schedule Reference | Inspect the rope, pulleys and toggles, paint or varnish poles and associated infrastructure, etc. and provide a report including before and after date and time stamped photos (December, March, June and September). (Quarterly) | N/A
B |  | No schedule Reference | Supply and install new ropes, new pulleys, new cleats and new toggles (December). (Annually) | N/A
| 5 |  | SERVICE 3: TECHNICAL SERVICES
| 5.8 |  | ELECTRICAL SERVICES
| 5.8.5 |  | MEDIUM VOLTAGE NETWORK (SUBSTATIONS, TRANSFORMERS, RING MAIN UNIT, BTUs, ETC.)
A | 5.8.5.9 | Schedule A | Substations - Inspect, record findings and provide a report. (Quarterly) | N/A
B | 5.8.5.10 | Schedule B | MV Switchgear - Inspect, record findings and provide a report. (Quarterly) | N/A
C | 5.8.5.11 | Schedule C | LV Boards - Inspect, record findings and provide a report. (Quarterly) | N/A
D | 5.8.5.12 | Schedule D | Transformers - Inspect, record findings and provide a report. (Quarterly) | N/A
E | 5.8.5.13 | Schedule E | BTUs - Inspect, clean, service, record findings and provide a report. (Monthly) | N/A
F |  | No schedule Reference | MV Power Factor Equipment - Inspect, record findings and provide a report. (Quarterly) | N/A
G | 5.8.5.14 | Schedule F | Ring Main Unit - Inspect, clean, service, record findings and provide a report. (Annually) | N/A
H | 5.8.5.15 | Schedule G | Transformers: Dry Type Transformers - Inspect, clean, service, record findings and provide a report. (Annually) | N/A
J | 5.8.5.16 | Schedule H | Transformers: Free Breathing Oil Filled Transformers - Inspect, clean, service, record findings and provide a report. (Annually) | N/A
K | 5.8.5.17 | Schedule I | Transformers: Sealed Oil Filled Transformers - Inspect, clean, service, record findings and provide a report. (Annually) | N/A
L | 5.8.5.18 | Schedule J | ABB SAFERING CCMVVVVSVVV, CVVVV, CCFF, CFFFF, CCC - Inspect, clean, service, record findings and provide a report. (Annually) | N/A
M |  | No schedule Reference | MW Power Factor Equipment - Inspect, clean, service, record findings and provide a report. (Annually) | N/A
A |  | No schedule Reference | Liaise with CoCT prior to the scheduled work to ensure that the work completed by CoCT is managed in a way that minimises a total power outage ensuring all services including Security Service interruptions are minimised or not interrupted at all. (Every three (3) years) | N/A
| 5.8.6 |  | STANDBY GENERATORS
B | 5.8.6.12 | Schedule K | Inspect, off load test, record findings and provide a report. (Weekly) | No. | 256 |  | 0
C | 5.8.6.12 | Schedule K | Inspect, load test, record findings and provide a report. (Quarterly) | No. | 20 |  | 0
D | 5.8.6.12 | Schedule K | Inspect, service, load test, record findings and provide a report. (Annually) | No. | 5 |  | 0
E |  | No schedule Reference | Bulk Diesel Tanks (2x): Obtain one (1) sample annually from the bottom of each of the bulk diesel tanks, have it tested at an accredited laboratory and provide the test results. (Annually + 1) | N/A
F | 5.8.6.13 | Schedule L | Duvalco FMS: Inspect, service, record findings and provide a report. (Monthly) | No. | 59 |  | 0
G | 5.8.6.13 | Schedule L | Duvalco FMS: Supply and install new Duvalco BFS Red cartridge. (Quarterly) | No. | 20 |  | 0
| 5.8.7 |  | UNINTERRUPTED POWER SUPPLY
H | 5.8.7.5 | Schedule M | Inspect, clean, service, test and record information for the UPS and the batteries. (Monthly) | N/A
| 5.8.8 |  | DISTRIBUTION BOARDS
J | 5.8.8.9 | Schedule N | Inspect, test and record findings. (Monthly) | No. | 59 |  | 0
K | 5.8.8.9 | Schedule N | Inspect, test, where necessary label and record findings. (Quarterly) | No. | 20 |  | 0
L | 5.8.8.9 | Schedule N | Inspect, test, service, do thermal scan, repair, tighten, re-do thermal scan, record findings and provide a report. (Annually) | No. | 5 |  | 0
| 5.8.9 |  | GENERAL SERVICES
A | 5.8.9.7 | Schedule O | Lights and light fittings: Inspect, test, repair and record findings. (Every six (6) months) | No. | 10 |  | 0
B | 5.8.9.8 | Schedule P | Emergency lights: Inspect, test, repair and record findings. (Quarterly) | No. | 20 |  | 0
C | 5.8.9.9 | Schedule Q | Power outlets: Inspect, test, repair and record findings. (Every six (6) months) | No. | 10 |  | 0
D | 5.8.9.10 | Schedule R | Power skirting: Inspect, test, repair and record findings. (Every six (6) months) | No. | 10 |  | 0
E | 5.8.9.11 | Schedule S | Isolators and fixed equipment: Inspect, test, repair and record findings. (Quarterly) | No. | 20 |  | 0
| 5.9 |  | HEATING VENTILATION AND COOLING
| 5.9.9.1 |  | WATER COOLED CHILLER AND AIR COOLED CHILLER
F | 5.9.10 | Annexure T | Inspect, test, record findings and provide a report.(Monthly) | N/A
G | 5.9.10 | Annexure T | Inspect, test, clean, record findings and provide a report. (Quarterly) | N/A
H | 5.9.10 | Annexure T | Inspect, service, clean, take samples, test, record findings and provide a report. (Annually) | N/A
| 5.9.9.2 |  | COOLING TOWER AND CLOSED CIRCUIT COOLER
J | 5.9.11 | Annexure U | Inspect, test, clean, service, record findings and provide a report. (Monthly) | N/A
K | 5.9.11 | Annexure U | Inspect, test, clean, record findings and provide a report.(Quarterly) | N/A
L | 5.9.11 | Annexure U | Inspect, test, service clean, record findings and provide a report.(Annually) | N/A
| 5.9.9.3 |  | WATER TREATMENT PLANT
A | 5.9.12 | Annexure V | Inspect, test, clean, service, record findings and provide a report.(Monthly) | N/A
B | 5.9.12 | Annexure V | Take samples, test and provide a report.(Quarterly) | N/A
C | 5.9.12 | Annexure V | Inspect, supply chemicals, record findings and provide a report.(Annually) | N/A
| 5.9.9.4 |  | PUMPS
D | 5.9.13 | Annexure W | Inspect, test, record findings provide a report.(Monthly) | N/A
E | 5.9.13 | Annexure W | Inspect, test, clean, service, record findings and provide a report.(Quarterly) | N/A
F | 5.9.13 | Annexure W | Inspect, test, service, clean, record findings and provide a report.(Annually) | N/A
| 5.9.9.5 |  | PRESSURE TANKS
G | 5.9.14 | Annexure X | Inspect, test, record findings and provide a report.(Quarterly) | N/A
H | 5.9.14 | Annexure X | Inspect, test, service, clean, record findings and provide a report.(Annually) | N/A
| 5.9.9.6 |  | MAKE UP TANKS
J | 5.9.15 | Annexure Y | Inspect, test, record findings and provide a report.(Quarterly) | N/A
K | 5.9.15 | Annexure Y | Inspect, test, service, clean, record findings and provide a report.(Annually) | N/A
| 5.9.9.7 |  | PIPEWORK AND ANCILLARIES
L | 5.9.16 | Annexure Z | Inspect, test, clean, record findings and provide a report.(Monthly) | N/A
M | 5.9.16 | Annexure Z | Inspect, test, record findings and provide a report.(Quarterly) | N/A
N | 5.9.16 | Annexure Z | Inspect, test, service, clean, record findings and provide a report. (Annually) | N/A
| 5.9.9.8 |  | DUCTWORK AND ANCILLARIES
A | 5.9.17 | Annexure AA | Inspect, test, record findings and provide a report.(Monthly) | N/A
B | 5.9.17 | Annexure AA | Inspect, test, clean, record findings and provide a report.(Quarterly) | N/A
C | 5.9.17 | Annexure AA | Inspect, test, service, clean, record findings and provide a report. (Annually) | N/A
| 5.9.9.9 |  | AIR HANDLING UNITS
D | 5.9.18 | Annexure AB | Inspect, test, clean, record findings and provide a report. (Monthly) | N/A
E | 5.9.18 | Annexure AB | Inspect, test, service, clean, record findings and provide a report.(Quarterly) | N/A
F | 5.9.18 | Annexure AB | Inspect, test, service, clean, record findings and provide a report.(Annually) | N/A
| 5.9.9.10 |  | FANS
G | 5.9.19 | Annexure AC | Clean extractor canopy filters, record findings and provide a report. (Weekly) | N/A
H | 5.9.19 | Annexure AC | Inspect, test, record findings and provide a report. (Monthly) | N/A
J | 5.9.19 | Annexure AC | Inspect, test, service, clean kitchen extract ducting, record findings and provide a report. (Quarterly) | N/A
K | 5.9.19 | Annexure AC | Inspect, test, service, clean, record findings and provide a report. (Annually) | N/A
| 5.9.9.11 |  | FIRE CRITICAL EQUIPMENT
L | 5.9.20 | Annexure AD | Inspect, test, record findings and provide a report. (Monthly) | N/A
M | 5.9.20 | Annexure AD | Inspect, test, record findings and provide a report. (Quarterly) | N/A
N | 5.9.20 | Annexure AD | Inspect, test, service, record findings and provide a report. (Annually) | N/A
| 5.9.9.12 |  | PACKAGE, SPLIT AND WATER COOLED UNITS
A | 5.9.21 | Annexure AE | Inspect, test, clean, record findings and provide a report. (Monthly) | No. | 59 |  | 0
B | 5.9.21 | Annexure AE | Inspect, test, clean, record findings and provide a report. (Quarterly) | No. | 20 |  | 0
C | 5.9.21 | Annexure AE | Inspect, test, service, clean, record findings and provide a report. (Annually) | No. | 5 |  | 0
| 5.9.9.13 |  | SWITCHBOARDS
D | 5.9.22 | Annexure AF | Inspect, test, service, record findings and provide a report. (Monthly) | N/A
E | 5.9.22 | Annexure AF | Inspect, test, record findings and provide a report. (Quarterly) | N/A
F | 5.9.22 | Annexure AF | Inspect, test, record findings and provide a report. (Annually) | N/A
| 5.9.9.14 |  | NON-BMS CONTROLS
G | 5.9.23 | Annexure AG | Inspect, test, record findings and provide a report. (Monthly) | N/A
H | 5.9.23 | Annexure AG | Inspect, test, service, clean, record findings and provide a report. (Annually) | N/A
| 5.1 |  | BUILDING MANAGEMENT SYSTEM
J |  | No schedule Reference | Monitor the BMS Control Room between the hours of 08h00 – 18h00 Monday to Friday excluding public holidays. (Ongoing) | N/A
K | 5.10.9 | Annexure AH | Inspect, test and provide a report. (Monthly) | N/A
L | 5.10.9 | Annexure AH | Inspect, test, clean and provide a report. (Quarterly) | N/A
M | 5.10.9 | Annexure AH | Inspect, test, clean and provide a report. (Annually) | N/A
| 5.11 |  | FIRE PROTECTION SERVICES
| 5.11.3 |  | FIRE SPRINKLER SYSTEMS
A | 5.11.3.5 | Schedule AI | Inspect, test and record findings. (Daily) | N/A
B | 5.11.3.6 | Schedule AJ | Inspect, test and record findings. (Weekly) | N/A
C | 5.11.3.7 | Schedule AK | Inspect, test, clean, service, record findings and provide a report. (Quarterly) | N/A
D | 5.11.3.8 | Schedule AL | Inspect, test, record findings and provide a report. (Every six (6) months) | N/A
E | 5.11.3.9 | Schedule AM | Inspect, test, record findings and provide a report. (Annually) | N/A
F | 5.11.3.10 | Schedule AN | Inspect, test, clean, service, record findings and provide a report. (Every three (3) years) | N/A
G | 5.11.3.11 | Schedule AO | Inspect, test, clean, service, record findings and provide a report. (Every fifteen (15) years) | N/A
| 5.11.4 |  | FIRE HOSE REELS AND HYDRANTS
H | 5.11.4.7 | Schedule AP | Inspect, recording findings and provide an updated register. (Weekly) | No. | 256 |  | 0
J | 5.11.4.7 | Schedule AP | Inspect, clean, record findings and provide an updated register. (Monthly) | No. | 59 |  | 0
K | 5.11.4.7 | Schedule AP | Inspect, service, record findings and provide an updated register. (Annually) | No. | 5 |  | 0
| 5.11.5 |  | FIRE EXTINGUISHERS
L | 5.11.5.6 | Schedule AQ | Inspect, record findings and provide an updated register. (Monthly) | No. | 59 |  | 0
M | 5.11.5.6 | Schedule AQ | Inspect, service, record findings and provide an updated register. (Annually) | No. | 5 |  | 0
N | 5.11.5.6 | Schedule AQ | Inspect, hydrostatically pressure test, record findings and provide an updated register. (Every five (5) years) | No. | 1 |  | 0
O | 5.11.5.6 | Schedule AQ | Inspect, hydrostatically pressure test, record findings and provide an updated register. (Every ten (10) years) | No. | 1 |  | 0
| 5.11.6 |  | FIRE BLANKETS
A |  | No schedule Reference | Inspect, record findings and provide an updated register. (Monthly) | N/A
B |  | No schedule Reference | Inspect, service, record findings and provide an updated register. (Annually) | N/A
| 5.11.7 |  | BREATHING APPARATUS
C |  | No schedule Reference | Inspect, record findings and provide an updated register. (Monthly) | N/A
D |  | No schedule Reference | Inspect, service, record findings and provide an updated register. (Annually) | N/A
| 5.11.8 |  | EMERGENCY ESCAPE ROUTES, EXIT DOORS, STAIRWELLS, ETC.
E | 5.11.8.4 | Schedule AR | Inspect, record findings and provide a report. (Monthly) | No. | 59 |  | 0
| 5.12 |  | LIFE SAFETY ELECTRONIC SYSTEMS
| 5.12.3 |  | FIRE DETECTION AND ALARM, GAS CONTROL SYSTEMS
F | 5.12.3.2 | Schedule AS | Inspect, test, record findings and provide a report. (Weekly) | No. | 256 |  | 0
G | 5.12.3.2 | Schedule AS | Inspect, test, record findings and provide a report. (Monthly) | No. | 59 |  | 0
H | 5.12.3.2 | Schedule AS | Inspect, test, record findings and provide a report. (Quarterly) | No. | 20 |  | 0
J | 5.12.3.2 | Schedule AS | Inspect, test, record findings and provide a report. (Annually) | No. | 5 |  | 0
| 5.12.4 |  | VOICE ACTIVATION SYSTEMS
K | 5.12.4.2 | Schedule AT | Inspect, test, record findings and provide a report. (Weekly) | No. | 256 |  | 0
L | 5.12.4.2 | Schedule AT | Inspect, test, record findings and provide a report. (Quarterly) | No. | 20 |  | 0
M | 5.12.4.2 | Schedule AT | Inspect, test, record findings and provide a report. (Annually) | No. | 5 |  | 0
| 5.12.5 |  | EMERGENCY COMMUNICATION SYSTEM
A | 5.12.5.2 | Schedule AU | Inspect, test, record findings and provide a report. (Weekly) | No. | 256 |  | 0
B | 5.12.5.2 | Schedule AU | Inspect, test, record findings and provide a report. (Quarterly) | No. | 20 |  | 0
C | 5.12.5.2 | Schedule AU | Inspect, test, record findings and provide a report. (Annually) | No. | 5 |  | 0
| 5.12.6 |  | REMRAD SYSTEMS
D |  | No schedule Reference | Undertake a manual test to ensure the equipment is functional, the signal is received and the responses are audible. Record the findings and provide a report. (Weekly) | N/A
E |  | No schedule Reference | Undertake a fire condition simulation by activating three (3) smoke detectors to ensure the equipment is functional and the signal is received automatically without any manual intervention. Record the findings and provide a report. Notify the CoCT Goodwood Fire Station prior to the simulation. (Monthly) | N/A
F |  | No schedule Reference | Obtain the relevant log information. The logs shall be used as further evidence of testing, failures, alarms, etc. that have taken place. (Monthly) | N/A
G |  | No schedule Reference | Inspect and service the system. (Quarterly) | N/A
H |  | No schedule Reference | Pay the licencing fee. (Quarterly) | N/A
| 5.13 |  | LIQUID PETROLEUM GAS INSTALLATIONS
| 5.13.7 |  | EXTERNAL LPG BANKS
J |  | No schedule Reference | Inspect, clean, record findings and provide a report. (Every two (2) weeks) | N/A
K |  | No schedule Reference | Inspect, clean, service, record finding and provide a report. (Quarterly) | N/A
L |  | No schedule Reference | Provide a COC for each external LPG installation (during December of each year). (Annually) | N/A
| 5.13.8 |  | FLAME OF REMEMBRANCE
A |  | No schedule Reference | All-inclusive preventative and corrective maintenance requirements including the supply and delivery of LPG, re-ignition of flame, cleaning and repairs to the immediate surrounding infrastructure (e.g. cage, signage, etc.), spares, etc. (e.g. cage, signage, etc.). Provide a monthly report. (Monthly) | N/A
B |  | No schedule Reference | Provide a COC (during December of each year). (Annually) | N/A
| 5.14 |  | COMMERCIAL CATERING APPLIANCES
C |  | No schedule Reference | Inspect, clean, check connections, service, record findings and provide a report. (Quarterly) | N/A
| 5.15 |  | DOMESTIC APPLIANCES
D |  | No schedule Reference | Inspect, clean, check connections, service, record findings and provide a report. (Quarterly) | No. | 20 |  | 0
| 5.16 |  | LIFTS
E |  | No schedule Reference | Comprehensive Repair and Maintenance Contracts. Lifts shall be inspected and serviced as required including all repairs and replacements of components. This shall include but not be limited to lift shafts, internal and externals of the lift car, lift motor room, power distribution systems, etc. (Monthly) | No. | 59 |  | 0
F |  | No schedule Reference | An appropriately qualified and registered independent lift inspector shall inspect the lifts, issue the findings, inspect the work until is it appropriately completed and issue a revised findings report, all within the regulated period. (Annually) | No. | 5 |  | 0
| 5.18 |  | HANDYMAN SERVICES
A |  | No schedule Reference | Handyman Services shall include labour, tools, appropriate consumables and supplies necessary to complete the tasks for general building infrastructure, plumbing and drainage, electrical, HVAC and Fire Services. E.g. consumables and supplies could include but not be limited to random screws, washers, nails, nuts, bolts, drywall anchors, fasteners, zip ties, adhesives, caulking, sealants, glues, staples, electrical tape, masking tape, thread seal tape, duct tape, wall patch / wood filler, shims, rags, wire connectors, popsicle / craft sticks, picture hanging wire, batteries, etc. (Ongoing) | No. | 59 |  | 0
| 5.19 |  | GENEAL SERVICES
| 5.19.1.1 |  | FUEL FIRED BOILERS
B |  | No schedule Reference | Inspect, test and service. (Every three (3) years) | N/A
| 5.19.1.2 |  | ELECTRODE BOILERS
C |  | No schedule Reference | Inspect, test and service. (Every three (3) years) | N/A
| 5.19.1.3 |  | PRESSURE VESSELS
D |  | No schedule Reference | Inspect, test and service. (Every three (3) years) | N/A
| 5.19.1.4 |  | PUMPS (ELECTRICAL)
E |  | No schedule Reference | Inspect, test and service. (Quarterly) | N/A
| 5.19.1.5 |  | PUMPS (MECHANICAL)
F |  | No schedule Reference | Inspect, test and service. (Quarterly) | N/A
| 5.19.1.6 |  | AUTOMATED SLIDING DOORS
G |  | No schedule Reference | Inspect, test and service. (Quarterly) | N/A
| 5.19.1.7 |  | AUTOMATED ROLLER SHUTTER DOORS
H |  | No schedule Reference | Inspect, test and service. (Quarterly) | N/A
| 5.19.1.8 |  | AUTOMATED SLIDING GATES
A |  | No schedule Reference | Inspect, test and service. (Quarterly) | N/A
| 6 |  | SERVICE 4: CIVILS
| 6.13.1 |  | STORM WATER DRAINAGE SYSTEMS
B |  | No schedule Reference | High pressure clean, inspect with a camera and where necessary use a drain auger to remove any blockages, tree roots, etc. Re-inspect with a camera. They shall be left free of sediment, debris or any other foreign materials. (Monthly) | N/A
| 6.13.2 |  | SOIL DRAINAGE SYSTEMS
C |  | No schedule Reference | Clean all drainage systems by removing grates, remove all sediment, debris or any other foreign materials, re-install grates. (Monthly) | No. | 59 |  | 0
| 8 |  | SERVICE 6: GROUNDS UPKEEP AND LANDSCAPE HORTICULTURE
| 8.8 |  | GROUNDS UP KEEP
| 8.8.12 |  | PATROL CLEANING
D |  | No schedule Reference | Pick-up, collect and dispose of all litter, debris, packets, leaves, etc. to ensure the grounds are clean, neat and tidy. (Ongoing) | No. | 59 |  | 0
| 8.8.13 |  | HARD SURFACE CLEANING
E |  | No schedule Reference | Hard surfaces shall be swept and cleaned appropriately to ensure they are free from all stains, debris and atmospheric pollution, accidental spillage of material, bird droppings and the like. (Ongoing) | No. | 59 |  | 0
| 8.8.14 |  | HARD SURFACE WEED CONTROL
F |  | No schedule Reference | Weed removal shall be undertaken by hand, after which an appropriate weed control material / product shall be used to retard weed growth. (Ongoing) | No. | 59 |  | 0
| 8.8.15 |  | WATER FEATURES
A |  | No schedule Reference | Inspect, clean and ensure they are free of sediment, debris or any other foreign matter. (Ongoing) | N/A
| 8.9 |  | LANDSCAPE HORTICULTURE
| 8.9.9 |  | ROUTINE LANDSCAPE HORTICULTURE SERVICES
B |  | No schedule Reference | Routine day-to-day landscaping horticulture: Ensure that the landscaped areas are clean, neat and free of weeds. All plant specimens shall be kept to a height and form that is safe and appropriate for its type and location of planting. All plants specimens shall be provided with sufficient water, compost, fertiliser, etc. Note: This encompasses the complete requirement and specification for Landscaping Horticulture unless specified separately elsewhere. (Ongoing) | No. | 59 |  | 0
| 8.9.9.6.1 |  | IRRIGATION AND WATERING
C |  | No schedule Reference | All sprinkler nozzles shall be inspected for blockages, cleaned, serviced and where necessary realigned for optimal functioning. (Monthly) | N/A
D |  | No schedule Reference | Controllers shall be tested, cleaned, serviced and timer settings confirmed. (Quarterly) | N/A
| 8.9.9.6.10 |  | WATER FEATURES
E |  | No schedule Reference | Empty the water feature for routine maintenance of tiling, plastering and painting, waterproofing, the webbing installed for the squirrels, lighting, pumps, ensure the day / night timer to switch lights on / off are appropriate to the seasons, refill the feature, etc. and ensure the water feature is fully commissioned. Return plants and other to the water feature. (Quarterly) | N/A
| 9 |  | SERVICE 7: CLEANING AND HYGIENE
| 9.6 |  | ROUTINE BUILDING CLEANING
A |  | No schedule Reference | Routine day-to-day cleaning: Provide routine day-to-day cleaning that enhances the facilities using the best known cleaning practices and equipment available including rigorous standards of professionalism, descipline and in a manner that minimises all forms of discruptions and noise to the occupants. Note: This encompassess the complete requirement and specification unless specified separately elsewhere. (Ongoing) | No. | 59 |  | 0
| 9.7 |  | SCHEDULED CLEANING
B |  | No schedule Reference | Internal window cleaning (Quarterly) | No. | 20 |  | 0
C |  | No schedule Reference | Deep Cleaning: Bathrooms (Quarterly) | No. | 20 |  | 0
D |  | No schedule Reference | Deep Cleaning: Commercial Kitchen and associated areas (Quarterly) | N/A
E |  | No schedule Reference | Deep Cleaning: Emergency stairwells (Quarterly) | No. | 20 |  | 0
F |  | No schedule Reference | Deep clean lift foyers and lifts (Quarterly) | No. | 20 |  | 0
|  | No schedule Reference | Deep clean walk-off mats (Quarterly) | No. | 20 |  | 0
| 9.8 |  | HYGIENE SERVICES
| 9.8.2 |  | SANITARY BIN SERVICE
G |  | No schedule Reference | Remove liner containing waste and replace with a clean liner. (Every seven (7) days) | No. | 248 |  | 0
H |  | No schedule Reference | Remove liner containing waste and replace with a clean liner. (Every fourteen (14) days) | N/A
| 9.8.3 |  | COVID-19 SANITISER UNITS AND CONSUMABLES
|  | No schedule Reference | Supply and re-fill consumables (Ongoing) | N/A
| 9.9 |  | GENERAL SERVICES
ROUTINE PLANTROOM CLEANING
A | 9.9.3 | No schedule Reference | Inspect, clean and record all related activities (Ongoing) | No. | 59 |  | 0
| 10 |  | SERVICE 8: ENVIRONMENTAL SERVICES
| 10.9 |  | WASTE MANAGEMENT
B |  | No schedule Reference | Compactor shall be removed, emptied, cleaned and retuned as required but not less than once a week. This shall take place before 07h00 or after 18h00 to ensure minimum disruption to the applicable entrances / exits. (Ongoing) | N/A
C |  | No schedule Reference | The compactor area, other waste areas and wheelie bins shall be cleaned as often as required but not less than twice a week with non-potable water from an off-site location until suitable non-potable water is available on site. This shall take place before 07h00 or after 18h00 to ensure minimum disruption to the applicable entrances / exits. (Ongoing) | No. | 59 |  | 0
D |  | No schedule Reference | The compactor shall be removed before 07h00 on the day before SONA and returned before 07h00 the day after SONA. (Annually + 1) | N/A
E |  | No schedule Reference | All other food waste shall be transported to a licensed facility for incineration and a disposal certificate provided. (Ongoing) | N/A
F |  | No schedule Reference | Remove waste, clean fat trap and dispose of the waste at a licensed facility and provide a disposal certificate. (Weekly) | N/A
G |  | No schedule Reference | Collect, separate and transport all waste identified for recycling to a licensed facility for further sorting and recycling. Provide a disposal certificate. (Ongoing) | N/A
H |  | No schedule Reference | Medical waste shall be collected and transported by a licenced SP to a licensed medical waste disposal facility for incineration and provide a disposal certificate. (Every two (2) weeks) | No. | 128 |  | 0
| 10.9.14 |  | INDUSTRIAL SHREDDER AND PAPER RECYCLING
A |  | No schedule Reference | Transport the shredded paper to a licenced facility and obtain a certificate of disposal. (Weekly) | N/A
B |  | No schedule Reference | Provide a competent operator and shred paper as required. (Ongoing) | N/A
C |  | No schedule Reference | Clean and service the Industrial Shredder. (Quarterly) | N/A
| 10.1 |  | PEST CONTROL
D |  | No schedule Reference | Plan, schedule and undertake general building pest control. (Every nine (9) weeks) | No. | 29 |  | 0
E |  | No schedule Reference | Plan, schedule and undertake pest control in the Art Stores. Treatment shall include light spray for cockroaches, gel for silver fish, check for borer beetle, check for moths, small flies, etc. and treat as required. (Every twelve (12) weeks) | N/A
F |  | No schedule Reference | Re-fill tamper proof bait boxes, re-secure signage and bait boxes where necessary and update register. (Monthly) | No. | 59 |  | 0
G |  | No schedule Reference | Plan, schedule and undertake pest control in pump rooms. (Monthly) | N/A
H |  | No schedule Reference | Plan, schedule and undertake pest control in commercial kitchens and associated areas. (Monthly) | N/A
J |  | No schedule Reference | Plan, schedule and undertake pest control in areas (after the areas and wheelie bins have been high pressure washed). (Every two (2) weeks) | No. | 128 |  | 0
K |  | No schedule Reference | Plan, schedule and undertake pest control in basement parking areas, basements in general and all basement plant rooms. (Quarterly) | N/A
L |  | No schedule Reference | Plan, schedule and undertake pest control all chambers and Committee Rooms (after scheduled cleaning). (Quarterly) | N/A
M |  | No schedule Reference | Plan, schedule and undertake pest control in all internal emergency stairwells (after scheduled cleaning). (Quarterly) | No. | 20 |  | 0
| 11 |  | SERVICE 9: CEREMONIAL SERVICES
A |  | No schedule Reference | Co-ordinate and hand over consolidated Health and Safety Files in collaboration with the DPWI SPs appointed specifically for this event. (Annually + 1) | N/A
B |  | No schedule Reference | Provide a detailed closeout report of the event. (Annually + 1) | N/A
|  |  | Total Carried to Final Summary |  |  | R

## Bill No. 19 - Garmor House
Item No. | Clause Ref: | Schedule Ref: |  | Unit | Qty | Rate | Amount
BILL NO. 19
GARMOR HOUSE
The Extent of the area of improvement is approximately 6212m². It is a two-tiered office building, one with 10 floors and the other with 7 floors. Garmor House is situated on the corner of Plein & Commercial Streets, opposite the 100/120 Plein Street Building.
-----------------------------
SUPPLEMENTARY PREAMBLES
Tenderers are referred to the following sections and/or annexures before pricing this bill.
| Volume 3 |  | Part C1: Agreement and Contract Data
| Part C1.2 |  | Contract Data – Facilities Management -DPW-04(FM)
| Part C1.3 |  | Conditions of Contract – PA-10(FM)
| Part C1.4 |  | Amendments to Standard Conditions of Contract
| Part C1.5 |  | Special Conditions of Contract
| Volume 3 |  | Part C2: Pricing Data
| Part C2.1 |  | Pricing Instructions (PG-02.1 EC)
| Volume 3 |  | Part C3: Scope of Work
| Part C3.2 |  | Scope of Work
| Volume 3 |  | Preventative Maintenance Matrix of Services
| Part C3.3 |  | Tenderers are referred to the Matrix of Services for required services applicable to individual buildings / facilities applicable to this contract.
| Volume 3 |  | Service Level Agreement and Priority Table
| Part C3.4 |  | Tenderers are referred to Service Level Agreement and Priority Table for availability and performance requirements applicable to this contract.
| Volume 3 |  | Penalty Schedule
| Part C3.5 |  | Tenderers are referred to Penalty Schedule applicable to this contract.
| Volume 3 |  | Contract Participation Goals and cidb Build Progamme
| Part C3.6 |  | Tenderers are referred to Contract Participation Goals and cidb Build Programme applicable to this contract.
| Volume 3 |  | Health and Safety Requirements
| Part C3.7 |  | Tenderers are referred to Health and Safety requirements applicable to this contract.
| Volume 3 |  | HIV/AIDS Specification (PW 1544)
| Part C3.8 |  | Tenderers are referred to HIV/AIDS Specification (PW 1544) applicable to this contract.
Notes on pricing
The Tenderer shall view the site and all existing structures thereon and make himself thoroughly acquainted with the conditions under which the works / services are to be done, the means of access to the works, the condition of the roads, the nature of the site and generally with all matters which may influence the contract and any restrictions or conditions which may be imposed by the employer and/or local authority.
No claim for any extras in connection with the position, conditions or circumstances of the work or siting of temporary structures, etc will be entertained.
-----------------------------
| 4 |  | SERVICE 2: BUILDING INFRASTRUCTURE
| 4.8 |  | EXTERNAL: CLEANING
A |  | No schedule Reference | Remove debris, litter and fouling from roof surfaces including waterproofing, gutters, down pipes, full bores etc. and any other type of roof, courtyard or patio covering, etc., to prevent the ingress of water and ensure they are left clean and stain free. This shall include including bird netting.(Monthly) | No. | 59 |  | 0
B |  | No schedule Reference | Remove debris, litter and fouling from boundary and free-standing walls, fencing, railings, pillars, signage, roof surfaces and walls of guard houses, etc. and ensure they are left clean and stain free. (Quarterly) | N/A
C |  | No schedule Reference | Remove debris, litter and fouling from façades, balconies (ground and upper levels), windows, window ledges, shutters, shop front type entrance / exits, external emergency staircases, entrance and exit stairs, landings, patios, balustrades, signage, etc. to ensure they are clean and stain free. Windows shall be dried and bear no evidence of residual cleaning materials / products, smears, run marks, stains or finger marks, etc. (Quarterly) | No. | 20 |  | 0
D |  | No schedule Reference | Using suitable camera equipment and/or by other means, ensure that all down pipes (surface mounted or encased in concrete) are checked for blockages. Blockages shall be removed without causing damage. The downpipes shall be inspected for signs of corrosion, leaks, etc. Provide a report and before / after dated and time stamped photos and videos including recommendations for further work. (Quarterly) | No. | 20 |  | 0
| 4.11 |  | LEATHER REPAIRS
E |  | No schedule Reference | Inspect all applicable leather items for repairs, buttons replacements, minor leather replacements, etc., provide a report and a quotation based on the schedule of rates for further action. (Quarterly) | N/A
| 4.13 |  | FLAG POLES
A |  | No schedule Reference | Inspect the rope, pulleys and toggles, paint or varnish poles and associated infrastructure, etc. and provide a report including before and after date and time stamped photos (December, March, June and September). (Quarterly) | N/A
B |  | No schedule Reference | Supply and install new ropes, new pulleys, new cleats and new toggles (December). (Annually) | N/A
| 5 |  | SERVICE 3: TECHNICAL SERVICES
| 5.8 |  | ELECTRICAL SERVICES
| 5.8.5 |  | MEDIUM VOLTAGE NETWORK (SUBSTATIONS, TRANSFORMERS, RING MAIN UNIT, BTUs, ETC.)
A | 5.8.5.9 | Schedule A | Substations - Inspect, record findings and provide a report. (Quarterly) | N/A
B | 5.8.5.10 | Schedule B | MV Switchgear - Inspect, record findings and provide a report. (Quarterly) | N/A
C | 5.8.5.11 | Schedule C | LV Boards - Inspect, record findings and provide a report. (Quarterly) | N/A
D | 5.8.5.12 | Schedule D | Transformers - Inspect, record findings and provide a report. (Quarterly) | N/A
E | 5.8.5.13 | Schedule E | BTUs - Inspect, clean, service, record findings and provide a report. (Monthly) | N/A
F |  | No schedule Reference | MV Power Factor Equipment - Inspect, record findings and provide a report. (Quarterly) | N/A
G | 5.8.5.14 | Schedule F | Ring Main Unit - Inspect, clean, service, record findings and provide a report. (Annually) | N/A
H | 5.8.5.15 | Schedule G | Transformers: Dry Type Transformers - Inspect, clean, service, record findings and provide a report. (Annually) | N/A
J | 5.8.5.16 | Schedule H | Transformers: Free Breathing Oil Filled Transformers - Inspect, clean, service, record findings and provide a report. (Annually) | N/A
K | 5.8.5.17 | Schedule I | Transformers: Sealed Oil Filled Transformers - Inspect, clean, service, record findings and provide a report. (Annually) | N/A
L | 5.8.5.18 | Schedule J | ABB SAFERING CCMVVVVSVVV, CVVVV, CCFF, CFFFF, CCC - Inspect, clean, service, record findings and provide a report. (Annually) | N/A
M |  | No schedule Reference | MW Power Factor Equipment - Inspect, clean, service, record findings and provide a report. (Annually) | N/A
A |  | No schedule Reference | Liaise with CoCT prior to the scheduled work to ensure that the work completed by CoCT is managed in a way that minimises a total power outage ensuring all services including Security Service interruptions are minimised or not interrupted at all. (Every three (3) years) | N/A
| 5.8.6 |  | STANDBY GENERATORS
B | 5.8.6.12 | Schedule K | Inspect, off load test, record findings and provide a report. (Weekly) | N/A
C | 5.8.6.12 | Schedule K | Inspect, load test, record findings and provide a report. (Quarterly) | N/A
D | 5.8.6.12 | Schedule K | Inspect, service, load test, record findings and provide a report. (Annually) | N/A
E |  | No schedule Reference | Bulk Diesel Tanks (2x): Obtain one (1) sample annually from the bottom of each of the bulk diesel tanks, have it tested at an accredited laboratory and provide the test results. (Annually + 1) | N/A
F | 5.8.6.13 | Schedule L | Duvalco FMS: Inspect, service, record findings and provide a report. (Monthly) | N/A
G | 5.8.6.13 | Schedule L | Duvalco FMS: Supply and install new Duvalco BFS Red cartridge. (Quarterly) | N/A
| 5.8.7 |  | UNINTERRUPTED POWER SUPPLY
H | 5.8.7.5 | Schedule M | Inspect, clean, service, test and record information for the UPS and the batteries. (Monthly) | N/A
| 5.8.8 |  | DISTRIBUTION BOARDS
J | 5.8.8.9 | Schedule N | Inspect, test and record findings. (Monthly) | No. | 59 |  | 0
K | 5.8.8.9 | Schedule N | Inspect, test, where necessary label and record findings. (Quarterly) | No. | 20 |  | 0
L | 5.8.8.9 | Schedule N | Inspect, test, service, do thermal scan, repair, tighten, re-do thermal scan, record findings and provide a report. (Annually) | No. | 5 |  | 0
| 5.8.9 |  | GENERAL SERVICES
A | 5.8.9.7 | Schedule O | Lights and light fittings: Inspect, test, repair and record findings. (Every six (6) months) | No. | 10 |  | 0
B | 5.8.9.8 | Schedule P | Emergency lights: Inspect, test, repair and record findings. (Quarterly) | No. | 20 |  | 0
C | 5.8.9.9 | Schedule Q | Power outlets: Inspect, test, repair and record findings. (Every six (6) months) | No. | 10 |  | 0
D | 5.8.9.10 | Schedule R | Power skirting: Inspect, test, repair and record findings. (Every six (6) months) | No. | 10 |  | 0
E | 5.8.9.11 | Schedule S | Isolators and fixed equipment: Inspect, test, repair and record findings. (Quarterly) | No. | 20 |  | 0
| 5.9 |  | HEATING VENTILATION AND COOLING
| 5.9.9.1 |  | WATER COOLED CHILLER AND AIR COOLED CHILLER
F | 5.9.10 | Annexure T | Inspect, test, record findings and provide a report.(Monthly) | N/A
G | 5.9.10 | Annexure T | Inspect, test, clean, record findings and provide a report. (Quarterly) | N/A
H | 5.9.10 | Annexure T | Inspect, service, clean, take samples, test, record findings and provide a report. (Annually) | N/A
| 5.9.9.2 |  | COOLING TOWER AND CLOSED CIRCUIT COOLER
J | 5.9.11 | Annexure U | Inspect, test, clean, service, record findings and provide a report. (Monthly) | N/A
K | 5.9.11 | Annexure U | Inspect, test, clean, record findings and provide a report.(Quarterly) | N/A
L | 5.9.11 | Annexure U | Inspect, test, service clean, record findings and provide a report.(Annually) | N/A
| 5.9.9.3 |  | WATER TREATMENT PLANT
A | 5.9.12 | Annexure V | Inspect, test, clean, service, record findings and provide a report.(Monthly) | N/A
B | 5.9.12 | Annexure V | Take samples, test and provide a report.(Quarterly) | N/A
C | 5.9.12 | Annexure V | Inspect, supply chemicals, record findings and provide a report.(Annually) | N/A
| 5.9.9.4 |  | PUMPS
D | 5.9.13 | Annexure W | Inspect, test, record findings provide a report.(Monthly) | N/A
E | 5.9.13 | Annexure W | Inspect, test, clean, service, record findings and provide a report.(Quarterly) | N/A
F | 5.9.13 | Annexure W | Inspect, test, service, clean, record findings and provide a report.(Annually) | N/A
| 5.9.9.5 |  | PRESSURE TANKS
G | 5.9.14 | Annexure X | Inspect, test, record findings and provide a report.(Quarterly) | N/A
H | 5.9.14 | Annexure X | Inspect, test, service, clean, record findings and provide a report.(Annually) | N/A
| 5.9.9.6 |  | MAKE UP TANKS
J | 5.9.15 | Annexure Y | Inspect, test, record findings and provide a report.(Quarterly) | N/A
K | 5.9.15 | Annexure Y | Inspect, test, service, clean, record findings and provide a report.(Annually) | N/A
| 5.9.9.7 |  | PIPEWORK AND ANCILLARIES
L | 5.9.16 | Annexure Z | Inspect, test, clean, record findings and provide a report.(Monthly) | N/A
M | 5.9.16 | Annexure Z | Inspect, test, record findings and provide a report.(Quarterly) | N/A
N | 5.9.16 | Annexure Z | Inspect, test, service, clean, record findings and provide a report. (Annually) | N/A
| 5.9.9.8 |  | DUCTWORK AND ANCILLARIES
A | 5.9.17 | Annexure AA | Inspect, test, record findings and provide a report.(Monthly) | N/A
B | 5.9.17 | Annexure AA | Inspect, test, clean, record findings and provide a report.(Quarterly) | N/A
C | 5.9.17 | Annexure AA | Inspect, test, service, clean, record findings and provide a report. (Annually) | N/A
| 5.9.9.9 |  | AIR HANDLING UNITS
D | 5.9.18 | Annexure AB | Inspect, test, clean, record findings and provide a report. (Monthly) | N/A
E | 5.9.18 | Annexure AB | Inspect, test, service, clean, record findings and provide a report.(Quarterly) | N/A
F | 5.9.18 | Annexure AB | Inspect, test, service, clean, record findings and provide a report.(Annually) | N/A
| 5.9.9.10 |  | FANS
G | 5.9.19 | Annexure AC | Clean extractor canopy filters, record findings and provide a report. (Weekly) | N/A
H | 5.9.19 | Annexure AC | Inspect, test, record findings and provide a report. (Monthly) | N/A
J | 5.9.19 | Annexure AC | Inspect, test, service, clean kitchen extract ducting, record findings and provide a report. (Quarterly) | N/A
K | 5.9.19 | Annexure AC | Inspect, test, service, clean, record findings and provide a report. (Annually) | N/A
| 5.9.9.11 |  | FIRE CRITICAL EQUIPMENT
L | 5.9.20 | Annexure AD | Inspect, test, record findings and provide a report. (Monthly) | N/A
M | 5.9.20 | Annexure AD | Inspect, test, record findings and provide a report. (Quarterly) | N/A
N | 5.9.20 | Annexure AD | Inspect, test, service, record findings and provide a report. (Annually) | N/A
| 5.9.9.12 |  | PACKAGE, SPLIT AND WATER COOLED UNITS
A | 5.9.21 | Annexure AE | Inspect, test, clean, record findings and provide a report. (Monthly) | No. | 59 |  | 0
B | 5.9.21 | Annexure AE | Inspect, test, clean, record findings and provide a report. (Quarterly) | No. | 20 |  | 0
C | 5.9.21 | Annexure AE | Inspect, test, service, clean, record findings and provide a report. (Annually) | No. | 5 |  | 0
| 5.9.9.13 |  | SWITCHBOARDS
D | 5.9.22 | Annexure AF | Inspect, test, service, record findings and provide a report. (Monthly) | N/A
E | 5.9.22 | Annexure AF | Inspect, test, record findings and provide a report. (Quarterly) | N/A
F | 5.9.22 | Annexure AF | Inspect, test, record findings and provide a report. (Annually) | N/A
| 5.9.9.14 |  | NON-BMS CONTROLS
G | 5.9.23 | Annexure AG | Inspect, test, record findings and provide a report. (Monthly) | N/A
H | 5.9.23 | Annexure AG | Inspect, test, service, clean, record findings and provide a report. (Annually) | N/A
| 5.1 |  | BUILDING MANAGEMENT SYSTEM
J |  | No schedule Reference | Monitor the BMS Control Room between the hours of 08h00 – 18h00 Monday to Friday excluding public holidays. (Ongoing) | N/A
K | 5.10.9 | Annexure AH | Inspect, test and provide a report. (Monthly) | N/A
L | 5.10.9 | Annexure AH | Inspect, test, clean and provide a report. (Quarterly) | N/A
M | 5.10.9 | Annexure AH | Inspect, test, clean and provide a report. (Annually) | N/A
| 5.11 |  | FIRE PROTECTION SERVICES
| 5.11.3 |  | FIRE SPRINKLER SYSTEMS
A | 5.11.3.5 | Schedule AI | Inspect, test and record findings. (Daily) | N/A
B | 5.11.3.6 | Schedule AJ | Inspect, test and record findings. (Weekly) | N/A
C | 5.11.3.7 | Schedule AK | Inspect, test, clean, service, record findings and provide a report. (Quarterly) | N/A
D | 5.11.3.8 | Schedule AL | Inspect, test, record findings and provide a report. (Every six (6) months) | N/A
E | 5.11.3.9 | Schedule AM | Inspect, test, record findings and provide a report. (Annually) | N/A
F | 5.11.3.10 | Schedule AN | Inspect, test, clean, service, record findings and provide a report. (Every three (3) years) | N/A
G | 5.11.3.11 | Schedule AO | Inspect, test, clean, service, record findings and provide a report. (Every fifteen (15) years) | N/A
| 5.11.4 |  | FIRE HOSE REELS AND HYDRANTS
H | 5.11.4.7 | Schedule AP | Inspect, recording findings and provide an updated register. (Weekly) | No. | 256 |  | 0
J | 5.11.4.7 | Schedule AP | Inspect, clean, record findings and provide an updated register. (Monthly) | No. | 59 |  | 0
K | 5.11.4.7 | Schedule AP | Inspect, service, record findings and provide an updated register. (Annually) | No. | 5 |  | 0
| 5.11.5 |  | FIRE EXTINGUISHERS
L | 5.11.5.6 | Schedule AQ | Inspect, record findings and provide an updated register. (Monthly) | No. | 59 |  | 0
M | 5.11.5.6 | Schedule AQ | Inspect, service, record findings and provide an updated register. (Annually) | No. | 5 |  | 0
N | 5.11.5.6 | Schedule AQ | Inspect, hydrostatically pressure test, record findings and provide an updated register. (Every five (5) years) | No. | 1 |  | 0
O | 5.11.5.6 | Schedule AQ | Inspect, hydrostatically pressure test, record findings and provide an updated register. (Every ten (10) years) | No. | 1 |  | 0
| 5.11.6 |  | FIRE BLANKETS
A |  | No schedule Reference | Inspect, record findings and provide an updated register. (Monthly) | N/A
B |  | No schedule Reference | Inspect, service, record findings and provide an updated register. (Annually) | N/A
| 5.11.7 |  | BREATHING APPARATUS
C |  | No schedule Reference | Inspect, record findings and provide an updated register. (Monthly) | N/A
D |  | No schedule Reference | Inspect, service, record findings and provide an updated register. (Annually) | N/A
| 5.11.8 |  | EMERGENCY ESCAPE ROUTES, EXIT DOORS, STAIRWELLS, ETC.
E | 5.11.8.4 | Schedule AR | Inspect, record findings and provide a report. (Monthly) | No. | 59 |  | 0
| 5.12 |  | LIFE SAFETY ELECTRONIC SYSTEMS
| 5.12.3 |  | FIRE DETECTION AND ALARM, GAS CONTROL SYSTEMS
F | 5.12.3.2 | Schedule AS | Inspect, test, record findings and provide a report. (Weekly) | N/A
G | 5.12.3.2 | Schedule AS | Inspect, test, record findings and provide a report. (Monthly) | N/A
H | 5.12.3.2 | Schedule AS | Inspect, test, record findings and provide a report. (Quarterly) | N/A
J | 5.12.3.2 | Schedule AS | Inspect, test, record findings and provide a report. (Annually) | N/A
| 5.12.4 |  | VOICE ACTIVATION SYSTEMS
K | 5.12.4.2 | Schedule AT | Inspect, test, record findings and provide a report. (Weekly) | N/A
L | 5.12.4.2 | Schedule AT | Inspect, test, record findings and provide a report. (Quarterly) | N/A
M | 5.12.4.2 | Schedule AT | Inspect, test, record findings and provide a report. (Annually) | N/A
| 5.12.5 |  | EMERGENCY COMMUNICATION SYSTEM
A | 5.12.5.2 | Schedule AU | Inspect, test, record findings and provide a report. (Weekly) | N/A
B | 5.12.5.2 | Schedule AU | Inspect, test, record findings and provide a report. (Quarterly) | N/A
C | 5.12.5.2 | Schedule AU | Inspect, test, record findings and provide a report. (Annually) | N/A
| 5.12.6 |  | REMRAD SYSTEMS
D |  | No schedule Reference | Undertake a manual test to ensure the equipment is functional, the signal is received and the responses are audible. Record the findings and provide a report. (Weekly) | N/A
E |  | No schedule Reference | Undertake a fire condition simulation by activating three (3) smoke detectors to ensure the equipment is functional and the signal is received automatically without any manual intervention. Record the findings and provide a report. Notify the CoCT Goodwood Fire Station prior to the simulation. (Monthly) | N/A
F |  | No schedule Reference | Obtain the relevant log information. The logs shall be used as further evidence of testing, failures, alarms, etc. that have taken place. (Monthly) | N/A
G |  | No schedule Reference | Inspect and service the system. (Quarterly) | N/A
H |  | No schedule Reference | Pay the licencing fee. (Quarterly) | N/A
| 5.13 |  | LIQUID PETROLEUM GAS INSTALLATIONS
| 5.13.7 |  | EXTERNAL LPG BANKS
J |  | No schedule Reference | Inspect, clean, record findings and provide a report. (Every two (2) weeks) | N/A
K |  | No schedule Reference | Inspect, clean, service, record finding and provide a report. (Quarterly) | N/A
L |  | No schedule Reference | Provide a COC for each external LPG installation (during December of each year). (Annually) | N/A
| 5.13.8 |  | FLAME OF REMEMBRANCE
A |  | No schedule Reference | All-inclusive preventative and corrective maintenance requirements including the supply and delivery of LPG, re-ignition of flame, cleaning and repairs to the immediate surrounding infrastructure (e.g. cage, signage, etc.), spares, etc. (e.g. cage, signage, etc.). Provide a monthly report. (Monthly) | N/A
B |  | No schedule Reference | Provide a COC (during December of each year). (Annually) | N/A
| 5.14 |  | COMMERCIAL CATERING APPLIANCES
C |  | No schedule Reference | Inspect, clean, check connections, service, record findings and provide a report. (Quarterly) | N/A
| 5.15 |  | DOMESTIC APPLIANCES
D |  | No schedule Reference | Inspect, clean, check connections, service, record findings and provide a report. (Quarterly) | N/A
| 5.16 |  | LIFTS
E |  | No schedule Reference | Comprehensive Repair and Maintenance Contracts. Lifts shall be inspected and serviced as required including all repairs and replacements of components. This shall include but not be limited to lift shafts, internal and externals of the lift car, lift motor room, power distribution systems, etc. (Monthly) | No. | 59 |  | 0
F |  | No schedule Reference | An appropriately qualified and registered independent lift inspector shall inspect the lifts, issue the findings, inspect the work until is it appropriately completed and issue a revised findings report, all within the regulated period. (Annually) | No. | 5 |  | 0
| 5.18 |  | HANDYMAN SERVICES
A |  | No schedule Reference | Handyman Services shall include labour, tools, appropriate consumables and supplies necessary to complete the tasks for general building infrastructure, plumbing and drainage, electrical, HVAC and Fire Services. E.g. consumables and supplies could include but not be limited to random screws, washers, nails, nuts, bolts, drywall anchors, fasteners, zip ties, adhesives, caulking, sealants, glues, staples, electrical tape, masking tape, thread seal tape, duct tape, wall patch / wood filler, shims, rags, wire connectors, popsicle / craft sticks, picture hanging wire, batteries, etc. (Ongoing) | No. | 59 |  | 0
| 5.19 |  | GENEAL SERVICES
| 5.19.1.1 |  | FUEL FIRED BOILERS
B |  | No schedule Reference | Inspect, test and service. (Every three (3) years) | N/A
| 5.19.1.2 |  | ELECTRODE BOILERS
C |  | No schedule Reference | Inspect, test and service. (Every three (3) years) | N/A
| 5.19.1.3 |  | PRESSURE VESSELS
D |  | No schedule Reference | Inspect, test and service. (Every three (3) years) | N/A
| 5.19.1.4 |  | PUMPS (ELECTRICAL)
E |  | No schedule Reference | Inspect, test and service. (Quarterly) | N/A
| 5.19.1.5 |  | PUMPS (MECHANICAL)
F |  | No schedule Reference | Inspect, test and service. (Quarterly) | N/A
| 5.19.1.6 |  | AUTOMATED SLIDING DOORS
G |  | No schedule Reference | Inspect, test and service. (Quarterly) | N/A
| 5.19.1.7 |  | AUTOMATED ROLLER SHUTTER DOORS
H |  | No schedule Reference | Inspect, test and service. (Quarterly) | N/A
| 5.19.1.8 |  | AUTOMATED SLIDING GATES
A |  | No schedule Reference | Inspect, test and service. (Quarterly) | N/A
| 6 |  | SERVICE 4: CIVILS
| 6.13.1 |  | STORM WATER DRAINAGE SYSTEMS
B |  | No schedule Reference | High pressure clean, inspect with a camera and where necessary use a drain auger to remove any blockages, tree roots, etc. Re-inspect with a camera. They shall be left free of sediment, debris or any other foreign materials. (Monthly) | N/A
| 6.13.2 |  | SOIL DRAINAGE SYSTEMS
C |  | No schedule Reference | Clean all drainage systems by removing grates, remove all sediment, debris or any other foreign materials, re-install grates. (Monthly) | No. | 59 |  | 0
| 8 |  | SERVICE 6: GROUNDS UPKEEP AND LANDSCAPE HORTICULTURE
| 8.8 |  | GROUNDS UP KEEP
| 8.8.12 |  | PATROL CLEANING
D |  | No schedule Reference | Pick-up, collect and dispose of all litter, debris, packets, leaves, etc. to ensure the grounds are clean, neat and tidy. (Ongoing) | No. | 59 |  | 0
| 8.8.13 |  | HARD SURFACE CLEANING
E |  | No schedule Reference | Hard surfaces shall be swept and cleaned appropriately to ensure they are free from all stains, debris and atmospheric pollution, accidental spillage of material, bird droppings and the like. (Ongoing) | No. | 59 |  | 0
| 8.8.14 |  | HARD SURFACE WEED CONTROL
F |  | No schedule Reference | Weed removal shall be undertaken by hand, after which an appropriate weed control material / product shall be used to retard weed growth. (Ongoing) | No. | 59 |  | 0
| 8.8.15 |  | WATER FEATURES
A |  | No schedule Reference | Inspect, clean and ensure they are free of sediment, debris or any other foreign matter. (Ongoing) | N/A
| 8.9 |  | LANDSCAPE HORTICULTURE
| 8.9.9 |  | ROUTINE LANDSCAPE HORTICULTURE SERVICES
B |  | No schedule Reference | Routine day-to-day landscaping horticulture: Ensure that the landscaped areas are clean, neat and free of weeds. All plant specimens shall be kept to a height and form that is safe and appropriate for its type and location of planting. All plants specimens shall be provided with sufficient water, compost, fertiliser, etc. Note: This encompasses the complete requirement and specification for Landscaping Horticulture unless specified separately elsewhere. (Ongoing) | N/A
| 8.9.9.6.1 |  | IRRIGATION AND WATERING
C |  | No schedule Reference | All sprinkler nozzles shall be inspected for blockages, cleaned, serviced and where necessary realigned for optimal functioning. (Monthly) | N/A
D |  | No schedule Reference | Controllers shall be tested, cleaned, serviced and timer settings confirmed. (Quarterly) | N/A
| 8.9.9.6.10 |  | WATER FEATURES
E |  | No schedule Reference | Empty the water feature for routine maintenance of tiling, plastering and painting, waterproofing, the webbing installed for the squirrels, lighting, pumps, ensure the day / night timer to switch lights on / off are appropriate to the seasons, refill the feature, etc. and ensure the water feature is fully commissioned. Return plants and other to the water feature. (Quarterly) | N/A
| 9 |  | SERVICE 7: CLEANING AND HYGIENE
| 9.6 |  | ROUTINE BUILDING CLEANING
A |  | No schedule Reference | Routine day-to-day cleaning: Provide routine day-to-day cleaning that enhances the facilities using the best known cleaning practices and equipment available including rigorous standards of professionalism, descipline and in a manner that minimises all forms of discruptions and noise to the occupants. Note: This encompassess the complete requirement and specification unless specified separately elsewhere. (Ongoing) | N/A
| 9.7 |  | SCHEDULED CLEANING
B |  | No schedule Reference | Internal window cleaning (Quarterly) | No. | 20 |  | 0
C |  | No schedule Reference | Deep Cleaning: Bathrooms (Quarterly) | No. | 20 |  | 0
D |  | No schedule Reference | Deep Cleaning: Commercial Kitchen and associated areas (Quarterly) | N/A
E |  | No schedule Reference | Deep Cleaning: Emergency stairwells (Quarterly) | No. | 20 |  | 0
F |  | No schedule Reference | Deep clean lift foyers and lifts (Quarterly) | No. | 20 |  | 0
|  | No schedule Reference | Deep clean walk-off mats (Quarterly) | N/A
| 9.8 |  | HYGIENE SERVICES
| 9.8.2 |  | SANITARY BIN SERVICE
G |  | No schedule Reference | Remove liner containing waste and replace with a clean liner. (Every seven (7) days) | N/A
H |  | No schedule Reference | Remove liner containing waste and replace with a clean liner. (Every fourteen (14) days) | N/A
| 9.8.3 |  | COVID-19 SANITISER UNITS AND CONSUMABLES
|  | No schedule Reference | Supply and re-fill consumables (Ongoing) | N/A
| 9.9 |  | GENERAL SERVICES
ROUTINE PLANTROOM CLEANING
A | 9.9.3 | No schedule Reference | Inspect, clean and record all related activities (Ongoing) | No. | 59 |  | 0
| 10 |  | SERVICE 8: ENVIRONMENTAL SERVICES
| 10.9 |  | WASTE MANAGEMENT
B |  | No schedule Reference | Compactor shall be removed, emptied, cleaned and retuned as required but not less than once a week. This shall take place before 07h00 or after 18h00 to ensure minimum disruption to the applicable entrances / exits. (Ongoing) | N/A
C |  | No schedule Reference | The compactor area, other waste areas and wheelie bins shall be cleaned as often as required but not less than twice a week with non-potable water from an off-site location until suitable non-potable water is available on site. This shall take place before 07h00 or after 18h00 to ensure minimum disruption to the applicable entrances / exits. (Ongoing) | No. | 59 |  | 0
D |  | No schedule Reference | The compactor shall be removed before 07h00 on the day before SONA and returned before 07h00 the day after SONA. (Annually + 1) | N/A
E |  | No schedule Reference | All other food waste shall be transported to a licensed facility for incineration and a disposal certificate provided. (Ongoing) | N/A
F |  | No schedule Reference | Remove waste, clean fat trap and dispose of the waste at a licensed facility and provide a disposal certificate. (Weekly) | N/A
G |  | No schedule Reference | Collect, separate and transport all waste identified for recycling to a licensed facility for further sorting and recycling. Provide a disposal certificate. (Ongoing) | N/A
H |  | No schedule Reference | Medical waste shall be collected and transported by a licenced SP to a licensed medical waste disposal facility for incineration and provide a disposal certificate. (Every two (2) weeks) | No. | 128 |  | 0
| 10.9.14 |  | INDUSTRIAL SHREDDER AND PAPER RECYCLING
A |  | No schedule Reference | Transport the shredded paper to a licenced facility and obtain a certificate of disposal. (Weekly) | N/A
B |  | No schedule Reference | Provide a competent operator and shred paper as required. (Ongoing) | N/A
C |  | No schedule Reference | Clean and service the Industrial Shredder. (Quarterly) | N/A
| 10.1 |  | PEST CONTROL
D |  | No schedule Reference | Plan, schedule and undertake general building pest control. (Every nine (9) weeks) | No. | 29 |  | 0
E |  | No schedule Reference | Plan, schedule and undertake pest control in the Art Stores. Treatment shall include light spray for cockroaches, gel for silver fish, check for borer beetle, check for moths, small flies, etc. and treat as required. (Every twelve (12) weeks) | N/A
F |  | No schedule Reference | Re-fill tamper proof bait boxes, re-secure signage and bait boxes where necessary and update register. (Monthly) | No. | 59 |  | 0
G |  | No schedule Reference | Plan, schedule and undertake pest control in pump rooms. (Monthly) | N/A
H |  | No schedule Reference | Plan, schedule and undertake pest control in commercial kitchens and associated areas. (Monthly) | N/A
J |  | No schedule Reference | Plan, schedule and undertake pest control in areas (after the areas and wheelie bins have been high pressure washed). (Every two (2) weeks) | No. | 128 |  | 0
K |  | No schedule Reference | Plan, schedule and undertake pest control in basement parking areas, basements in general and all basement plant rooms. (Quarterly) | N/A
L |  | No schedule Reference | Plan, schedule and undertake pest control all chambers and Committee Rooms (after scheduled cleaning). (Quarterly) | N/A
M |  | No schedule Reference | Plan, schedule and undertake pest control in all internal emergency stairwells (after scheduled cleaning). (Quarterly) | No. | 20 |  | 0
| 11 |  | SERVICE 9: CEREMONIAL SERVICES
A |  | No schedule Reference | Co-ordinate and hand over consolidated Health and Safety Files in collaboration with the DPWI SPs appointed specifically for this event. (Annually + 1) | N/A
B |  | No schedule Reference | Provide a detailed closeout report of the event. (Annually + 1) | N/A
|  |  | Total Carried to Final Summary |  |  | R

## Bill No. 20 - Garmor House Prk
Item No. | Clause Ref: | Schedule Ref: |  | Unit | Qty | Rate | Amount
BILL NO. 20
GARMOR HOUSE PARKING
The extent of the area of Garmor House Parking is approximately 1800m² with about 66 marked parking bays with shade cloth parking structures. Garmor House parking is situated at the corner of Plein & Roeland Streets.
-----------------------------
SUPPLEMENTARY PREAMBLES
Tenderers are referred to the following sections and/or annexures before pricing this bill.
| Volume 3 |  | Part C1: Agreement and Contract Data
| Part C1.2 |  | Contract Data – Facilities Management -DPW-04(FM)
| Part C1.3 |  | Conditions of Contract – PA-10(FM)
| Part C1.4 |  | Amendments to Standard Conditions of Contract
| Part C1.5 |  | Special Conditions of Contract
| Volume 3 |  | Part C2: Pricing Data
| Part C2.1 |  | Pricing Instructions (PG-02.1 EC)
| Volume 3 |  | Part C3: Scope of Work
| Part C3.2 |  | Scope of Work
| Volume 3 |  | Preventative Maintenance Matrix of Services
| Part C3.3 |  | Tenderers are referred to the Matrix of Services for required services applicable to individual buildings / facilities applicable to this contract.
| Volume 3 |  | Service Level Agreement and Priority Table
| Part C3.4 |  | Tenderers are referred to Service Level Agreement and Priority Table for availability and performance requirements applicable to this contract.
| Volume 3 |  | Penalty Schedule
| Part C3.5 |  | Tenderers are referred to Penalty Schedule applicable to this contract.
| Volume 3 |  | Contract Participation Goals and cidb Build Progamme
| Part C3.6 |  | Tenderers are referred to Contract Participation Goals and cidb Build Programme applicable to this contract.
| Volume 3 |  | Health and Safety Requirements
| Part C3.7 |  | Tenderers are referred to Health and Safety requirements applicable to this contract.
| Volume 3 |  | HIV/AIDS Specification (PW 1544)
| Part C3.8 |  | Tenderers are referred to HIV/AIDS Specification (PW 1544) applicable to this contract.
Notes on pricing
The Tenderer shall view the site and all existing structures thereon and make himself thoroughly acquainted with the conditions under which the works / services are to be done, the means of access to the works, the condition of the roads, the nature of the site and generally with all matters which may influence the contract and any restrictions or conditions which may be imposed by the employer and/or local authority.
No claim for any extras in connection with the position, conditions or circumstances of the work or siting of temporary structures, etc will be entertained.
-----------------------------
| 4 |  | SERVICE 2: BUILDING INFRASTRUCTURE
| 4.8 |  | EXTERNAL: CLEANING
A |  | No schedule Reference | Remove debris, litter and fouling from roof surfaces including waterproofing, gutters, down pipes, full bores etc. and any other type of roof, courtyard or patio covering, etc., to prevent the ingress of water and ensure they are left clean and stain free. This shall include including bird netting.(Monthly) | N/A
B |  | No schedule Reference | Remove debris, litter and fouling from boundary and free-standing walls, fencing, railings, pillars, signage, roof surfaces and walls of guard houses, etc. and ensure they are left clean and stain free. (Quarterly) | No. | 20 |  | 0
C |  | No schedule Reference | Remove debris, litter and fouling from façades, balconies (ground and upper levels), windows, window ledges, shutters, shop front type entrance / exits, external emergency staircases, entrance and exit stairs, landings, patios, balustrades, signage, etc. to ensure they are clean and stain free. Windows shall be dried and bear no evidence of residual cleaning materials / products, smears, run marks, stains or finger marks, etc. (Quarterly) | N/A
D |  | No schedule Reference | Using suitable camera equipment and/or by other means, ensure that all down pipes (surface mounted or encased in concrete) are checked for blockages. Blockages shall be removed without causing damage. The downpipes shall be inspected for signs of corrosion, leaks, etc. Provide a report and before / after dated and time stamped photos and videos including recommendations for further work. (Quarterly) | N/A
| 4.11 |  | LEATHER REPAIRS
E |  | No schedule Reference | Inspect all applicable leather items for repairs, buttons replacements, minor leather replacements, etc., provide a report and a quotation based on the schedule of rates for further action. (Quarterly) | N/A
| 4.13 |  | FLAG POLES
A |  | No schedule Reference | Inspect the rope, pulleys and toggles, paint or varnish poles and associated infrastructure, etc. and provide a report including before and after date and time stamped photos (December, March, June and September). (Quarterly) | N/A
B |  | No schedule Reference | Supply and install new ropes, new pulleys, new cleats and new toggles (December). (Annually) | N/A
| 5 |  | SERVICE 3: TECHNICAL SERVICES
| 5.8 |  | ELECTRICAL SERVICES
| 5.8.5 |  | MEDIUM VOLTAGE NETWORK (SUBSTATIONS, TRANSFORMERS, RING MAIN UNIT, BTUs, ETC.)
A | 5.8.5.9 | Schedule A | Substations - Inspect, record findings and provide a report. (Quarterly) | N/A
B | 5.8.5.10 | Schedule B | MV Switchgear - Inspect, record findings and provide a report. (Quarterly) | N/A
C | 5.8.5.11 | Schedule C | LV Boards - Inspect, record findings and provide a report. (Quarterly) | N/A
D | 5.8.5.12 | Schedule D | Transformers - Inspect, record findings and provide a report. (Quarterly) | N/A
E | 5.8.5.13 | Schedule E | BTUs - Inspect, clean, service, record findings and provide a report. (Monthly) | N/A
F |  | No schedule Reference | MV Power Factor Equipment - Inspect, record findings and provide a report. (Quarterly) | N/A
G | 5.8.5.14 | Schedule F | Ring Main Unit - Inspect, clean, service, record findings and provide a report. (Annually) | N/A
H | 5.8.5.15 | Schedule G | Transformers: Dry Type Transformers - Inspect, clean, service, record findings and provide a report. (Annually) | N/A
J | 5.8.5.16 | Schedule H | Transformers: Free Breathing Oil Filled Transformers - Inspect, clean, service, record findings and provide a report. (Annually) | N/A
K | 5.8.5.17 | Schedule I | Transformers: Sealed Oil Filled Transformers - Inspect, clean, service, record findings and provide a report. (Annually) | N/A
L | 5.8.5.18 | Schedule J | ABB SAFERING CCMVVVVSVVV, CVVVV, CCFF, CFFFF, CCC - Inspect, clean, service, record findings and provide a report. (Annually) | N/A
M |  | No schedule Reference | MW Power Factor Equipment - Inspect, clean, service, record findings and provide a report. (Annually) | N/A
A |  | No schedule Reference | Liaise with CoCT prior to the scheduled work to ensure that the work completed by CoCT is managed in a way that minimises a total power outage ensuring all services including Security Service interruptions are minimised or not interrupted at all. (Every three (3) years) | N/A
| 5.8.6 |  | STANDBY GENERATORS
B | 5.8.6.12 | Schedule K | Inspect, off load test, record findings and provide a report. (Weekly) | N/A
C | 5.8.6.12 | Schedule K | Inspect, load test, record findings and provide a report. (Quarterly) | N/A
D | 5.8.6.12 | Schedule K | Inspect, service, load test, record findings and provide a report. (Annually) | N/A
E |  | No schedule Reference | Bulk Diesel Tanks (2x): Obtain one (1) sample annually from the bottom of each of the bulk diesel tanks, have it tested at an accredited laboratory and provide the test results. (Annually + 1) | N/A
F | 5.8.6.13 | Schedule L | Duvalco FMS: Inspect, service, record findings and provide a report. (Monthly) | N/A
G | 5.8.6.13 | Schedule L | Duvalco FMS: Supply and install new Duvalco BFS Red cartridge. (Quarterly) | N/A
| 5.8.7 |  | UNINTERRUPTED POWER SUPPLY
H | 5.8.7.5 | Schedule M | Inspect, clean, service, test and record information for the UPS and the batteries. (Monthly) | N/A
| 5.8.8 |  | DISTRIBUTION BOARDS
J | 5.8.8.9 | Schedule N | Inspect, test and record findings. (Monthly) | N/A
K | 5.8.8.9 | Schedule N | Inspect, test, where necessary label and record findings. (Quarterly) | N/A
L | 5.8.8.9 | Schedule N | Inspect, test, service, do thermal scan, repair, tighten, re-do thermal scan, record findings and provide a report. (Annually) | N/A
| 5.8.9 |  | GENERAL SERVICES
A | 5.8.9.7 | Schedule O | Lights and light fittings: Inspect, test, repair and record findings. (Every six (6) months) | No. | 10 |  | 0
B | 5.8.9.8 | Schedule P | Emergency lights: Inspect, test, repair and record findings. (Quarterly) | N/A
C | 5.8.9.9 | Schedule Q | Power outlets: Inspect, test, repair and record findings. (Every six (6) months) | N/A
D | 5.8.9.10 | Schedule R | Power skirting: Inspect, test, repair and record findings. (Every six (6) months) | N/A
E | 5.8.9.11 | Schedule S | Isolators and fixed equipment: Inspect, test, repair and record findings. (Quarterly) | N/A
| 5.9 |  | HEATING VENTILATION AND COOLING
| 5.9.9.1 |  | WATER COOLED CHILLER AND AIR COOLED CHILLER
F | 5.9.10 | Annexure T | Inspect, test, record findings and provide a report.(Monthly) | N/A
G | 5.9.10 | Annexure T | Inspect, test, clean, record findings and provide a report. (Quarterly) | N/A
H | 5.9.10 | Annexure T | Inspect, service, clean, take samples, test, record findings and provide a report. (Annually) | N/A
| 5.9.9.2 |  | COOLING TOWER AND CLOSED CIRCUIT COOLER
J | 5.9.11 | Annexure U | Inspect, test, clean, service, record findings and provide a report. (Monthly) | N/A
K | 5.9.11 | Annexure U | Inspect, test, clean, record findings and provide a report.(Quarterly) | N/A
L | 5.9.11 | Annexure U | Inspect, test, service clean, record findings and provide a report.(Annually) | N/A
| 5.9.9.3 |  | WATER TREATMENT PLANT
A | 5.9.12 | Annexure V | Inspect, test, clean, service, record findings and provide a report.(Monthly) | N/A
B | 5.9.12 | Annexure V | Take samples, test and provide a report.(Quarterly) | N/A
C | 5.9.12 | Annexure V | Inspect, supply chemicals, record findings and provide a report.(Annually) | N/A
| 5.9.9.4 |  | PUMPS
D | 5.9.13 | Annexure W | Inspect, test, record findings provide a report.(Monthly) | N/A
E | 5.9.13 | Annexure W | Inspect, test, clean, service, record findings and provide a report.(Quarterly) | N/A
F | 5.9.13 | Annexure W | Inspect, test, service, clean, record findings and provide a report.(Annually) | N/A
| 5.9.9.5 |  | PRESSURE TANKS
G | 5.9.14 | Annexure X | Inspect, test, record findings and provide a report.(Quarterly) | N/A
H | 5.9.14 | Annexure X | Inspect, test, service, clean, record findings and provide a report.(Annually) | N/A
| 5.9.9.6 |  | MAKE UP TANKS
J | 5.9.15 | Annexure Y | Inspect, test, record findings and provide a report.(Quarterly) | N/A
K | 5.9.15 | Annexure Y | Inspect, test, service, clean, record findings and provide a report.(Annually) | N/A
| 5.9.9.7 |  | PIPEWORK AND ANCILLARIES
L | 5.9.16 | Annexure Z | Inspect, test, clean, record findings and provide a report.(Monthly) | N/A
M | 5.9.16 | Annexure Z | Inspect, test, record findings and provide a report.(Quarterly) | N/A
N | 5.9.16 | Annexure Z | Inspect, test, service, clean, record findings and provide a report. (Annually) | N/A
| 5.9.9.8 |  | DUCTWORK AND ANCILLARIES
A | 5.9.17 | Annexure AA | Inspect, test, record findings and provide a report.(Monthly) | N/A
B | 5.9.17 | Annexure AA | Inspect, test, clean, record findings and provide a report.(Quarterly) | N/A
C | 5.9.17 | Annexure AA | Inspect, test, service, clean, record findings and provide a report. (Annually) | N/A
| 5.9.9.9 |  | AIR HANDLING UNITS
D | 5.9.18 | Annexure AB | Inspect, test, clean, record findings and provide a report. (Monthly) | N/A
E | 5.9.18 | Annexure AB | Inspect, test, service, clean, record findings and provide a report.(Quarterly) | N/A
F | 5.9.18 | Annexure AB | Inspect, test, service, clean, record findings and provide a report.(Annually) | N/A
| 5.9.9.10 |  | FANS
G | 5.9.19 | Annexure AC | Clean extractor canopy filters, record findings and provide a report. (Weekly) | N/A
H | 5.9.19 | Annexure AC | Inspect, test, record findings and provide a report. (Monthly) | N/A
J | 5.9.19 | Annexure AC | Inspect, test, service, clean kitchen extract ducting, record findings and provide a report. (Quarterly) | N/A
K | 5.9.19 | Annexure AC | Inspect, test, service, clean, record findings and provide a report. (Annually) | N/A
| 5.9.9.11 |  | FIRE CRITICAL EQUIPMENT
L | 5.9.20 | Annexure AD | Inspect, test, record findings and provide a report. (Monthly) | N/A
M | 5.9.20 | Annexure AD | Inspect, test, record findings and provide a report. (Quarterly) | N/A
N | 5.9.20 | Annexure AD | Inspect, test, service, record findings and provide a report. (Annually) | N/A
| 5.9.9.12 |  | PACKAGE, SPLIT AND WATER COOLED UNITS
A | 5.9.21 | Annexure AE | Inspect, test, clean, record findings and provide a report. (Monthly) | N/A
B | 5.9.21 | Annexure AE | Inspect, test, clean, record findings and provide a report. (Quarterly) | N/A
C | 5.9.21 | Annexure AE | Inspect, test, service, clean, record findings and provide a report. (Annually) | N/A
| 5.9.9.13 |  | SWITCHBOARDS
D | 5.9.22 | Annexure AF | Inspect, test, service, record findings and provide a report. (Monthly) | N/A
E | 5.9.22 | Annexure AF | Inspect, test, record findings and provide a report. (Quarterly) | N/A
F | 5.9.22 | Annexure AF | Inspect, test, record findings and provide a report. (Annually) | N/A
| 5.9.9.14 |  | NON-BMS CONTROLS
G | 5.9.23 | Annexure AG | Inspect, test, record findings and provide a report. (Monthly) | N/A
H | 5.9.23 | Annexure AG | Inspect, test, service, clean, record findings and provide a report. (Annually) | N/A
| 5.1 |  | BUILDING MANAGEMENT SYSTEM
J |  | No schedule Reference | Monitor the BMS Control Room between the hours of 08h00 – 18h00 Monday to Friday excluding public holidays. (Ongoing) | N/A
K | 5.10.9 | Annexure AH | Inspect, test and provide a report. (Monthly) | N/A
L | 5.10.9 | Annexure AH | Inspect, test, clean and provide a report. (Quarterly) | N/A
M | 5.10.9 | Annexure AH | Inspect, test, clean and provide a report. (Annually) | N/A
| 5.11 |  | FIRE PROTECTION SERVICES
| 5.11.3 |  | FIRE SPRINKLER SYSTEMS
A | 5.11.3.5 | Schedule AI | Inspect, test and record findings. (Daily) | N/A
B | 5.11.3.6 | Schedule AJ | Inspect, test and record findings. (Weekly) | N/A
C | 5.11.3.7 | Schedule AK | Inspect, test, clean, service, record findings and provide a report. (Quarterly) | N/A
D | 5.11.3.8 | Schedule AL | Inspect, test, record findings and provide a report. (Every six (6) months) | N/A
E | 5.11.3.9 | Schedule AM | Inspect, test, record findings and provide a report. (Annually) | N/A
F | 5.11.3.10 | Schedule AN | Inspect, test, clean, service, record findings and provide a report. (Every three (3) years) | N/A
G | 5.11.3.11 | Schedule AO | Inspect, test, clean, service, record findings and provide a report. (Every fifteen (15) years) | N/A
| 5.11.4 |  | FIRE HOSE REELS AND HYDRANTS
H | 5.11.4.7 | Schedule AP | Inspect, recording findings and provide an updated register. (Weekly) | N/A
J | 5.11.4.7 | Schedule AP | Inspect, clean, record findings and provide an updated register. (Monthly) | N/A
K | 5.11.4.7 | Schedule AP | Inspect, service, record findings and provide an updated register. (Annually) | N/A
| 5.11.5 |  | FIRE EXTINGUISHERS
L | 5.11.5.6 | Schedule AQ | Inspect, record findings and provide an updated register. (Monthly) | N/A
M | 5.11.5.6 | Schedule AQ | Inspect, service, record findings and provide an updated register. (Annually) | N/A
N | 5.11.5.6 | Schedule AQ | Inspect, hydrostatically pressure test, record findings and provide an updated register. (Every five (5) years) | N/A
O | 5.11.5.6 | Schedule AQ | Inspect, hydrostatically pressure test, record findings and provide an updated register. (Every ten (10) years) | N/A
| 5.11.6 |  | FIRE BLANKETS
A |  | No schedule Reference | Inspect, record findings and provide an updated register. (Monthly) | N/A
B |  | No schedule Reference | Inspect, service, record findings and provide an updated register. (Annually) | N/A
| 5.11.7 |  | BREATHING APPARATUS
C |  | No schedule Reference | Inspect, record findings and provide an updated register. (Monthly) | N/A
D |  | No schedule Reference | Inspect, service, record findings and provide an updated register. (Annually) | N/A
| 5.11.8 |  | EMERGENCY ESCAPE ROUTES, EXIT DOORS, STAIRWELLS, ETC.
E | 5.11.8.4 | Schedule AR | Inspect, record findings and provide a report. (Monthly) | N/A
| 5.12 |  | LIFE SAFETY ELECTRONIC SYSTEMS
| 5.12.3 |  | FIRE DETECTION AND ALARM, GAS CONTROL SYSTEMS
F | 5.12.3.2 | Schedule AS | Inspect, test, record findings and provide a report. (Weekly) | N/A
G | 5.12.3.2 | Schedule AS | Inspect, test, record findings and provide a report. (Monthly) | N/A
H | 5.12.3.2 | Schedule AS | Inspect, test, record findings and provide a report. (Quarterly) | N/A
J | 5.12.3.2 | Schedule AS | Inspect, test, record findings and provide a report. (Annually) | N/A
| 5.12.4 |  | VOICE ACTIVATION SYSTEMS
K | 5.12.4.2 | Schedule AT | Inspect, test, record findings and provide a report. (Weekly) | N/A
L | 5.12.4.2 | Schedule AT | Inspect, test, record findings and provide a report. (Quarterly) | N/A
M | 5.12.4.2 | Schedule AT | Inspect, test, record findings and provide a report. (Annually) | N/A
| 5.12.5 |  | EMERGENCY COMMUNICATION SYSTEM
A | 5.12.5.2 | Schedule AU | Inspect, test, record findings and provide a report. (Weekly) | N/A
B | 5.12.5.2 | Schedule AU | Inspect, test, record findings and provide a report. (Quarterly) | N/A
C | 5.12.5.2 | Schedule AU | Inspect, test, record findings and provide a report. (Annually) | N/A
| 5.12.6 |  | REMRAD SYSTEMS
D |  | No schedule Reference | Undertake a manual test to ensure the equipment is functional, the signal is received and the responses are audible. Record the findings and provide a report. (Weekly) | N/A
E |  | No schedule Reference | Undertake a fire condition simulation by activating three (3) smoke detectors to ensure the equipment is functional and the signal is received automatically without any manual intervention. Record the findings and provide a report. Notify the CoCT Goodwood Fire Station prior to the simulation. (Monthly) | N/A
F |  | No schedule Reference | Obtain the relevant log information. The logs shall be used as further evidence of testing, failures, alarms, etc. that have taken place. (Monthly) | N/A
G |  | No schedule Reference | Inspect and service the system. (Quarterly) | N/A
H |  | No schedule Reference | Pay the licencing fee. (Quarterly) | N/A
| 5.13 |  | LIQUID PETROLEUM GAS INSTALLATIONS
| 5.13.7 |  | EXTERNAL LPG BANKS
J |  | No schedule Reference | Inspect, clean, record findings and provide a report. (Every two (2) weeks) | N/A
K |  | No schedule Reference | Inspect, clean, service, record finding and provide a report. (Quarterly) | N/A
L |  | No schedule Reference | Provide a COC for each external LPG installation (during December of each year). (Annually) | N/A
| 5.13.8 |  | FLAME OF REMEMBRANCE
A |  | No schedule Reference | All-inclusive preventative and corrective maintenance requirements including the supply and delivery of LPG, re-ignition of flame, cleaning and repairs to the immediate surrounding infrastructure (e.g. cage, signage, etc.), spares, etc. (e.g. cage, signage, etc.). Provide a monthly report. (Monthly) | N/A
B |  | No schedule Reference | Provide a COC (during December of each year). (Annually) | N/A
| 5.14 |  | COMMERCIAL CATERING APPLIANCES
C |  | No schedule Reference | Inspect, clean, check connections, service, record findings and provide a report. (Quarterly) | N/A
| 5.15 |  | DOMESTIC APPLIANCES
D |  | No schedule Reference | Inspect, clean, check connections, service, record findings and provide a report. (Quarterly) | N/A
| 5.16 |  | LIFTS
E |  | No schedule Reference | Comprehensive Repair and Maintenance Contracts. Lifts shall be inspected and serviced as required including all repairs and replacements of components. This shall include but not be limited to lift shafts, internal and externals of the lift car, lift motor room, power distribution systems, etc. (Monthly) | N/A
F |  | No schedule Reference | An appropriately qualified and registered independent lift inspector shall inspect the lifts, issue the findings, inspect the work until is it appropriately completed and issue a revised findings report, all within the regulated period. (Annually) | N/A
| 5.18 |  | HANDYMAN SERVICES
A |  | No schedule Reference | Handyman Services shall include labour, tools, appropriate consumables and supplies necessary to complete the tasks for general building infrastructure, plumbing and drainage, electrical, HVAC and Fire Services. E.g. consumables and supplies could include but not be limited to random screws, washers, nails, nuts, bolts, drywall anchors, fasteners, zip ties, adhesives, caulking, sealants, glues, staples, electrical tape, masking tape, thread seal tape, duct tape, wall patch / wood filler, shims, rags, wire connectors, popsicle / craft sticks, picture hanging wire, batteries, etc. (Ongoing) | No. | 59 |  | 0
| 5.19 |  | GENEAL SERVICES
| 5.19.1.1 |  | FUEL FIRED BOILERS
B |  | No schedule Reference | Inspect, test and service. (Every three (3) years) | N/A
| 5.19.1.2 |  | ELECTRODE BOILERS
C |  | No schedule Reference | Inspect, test and service. (Every three (3) years) | N/A
| 5.19.1.3 |  | PRESSURE VESSELS
D |  | No schedule Reference | Inspect, test and service. (Every three (3) years) | N/A
| 5.19.1.4 |  | PUMPS (ELECTRICAL)
E |  | No schedule Reference | Inspect, test and service. (Quarterly) | N/A
| 5.19.1.5 |  | PUMPS (MECHANICAL)
F |  | No schedule Reference | Inspect, test and service. (Quarterly) | N/A
| 5.19.1.6 |  | AUTOMATED SLIDING DOORS
G |  | No schedule Reference | Inspect, test and service. (Quarterly) | N/A
| 5.19.1.7 |  | AUTOMATED ROLLER SHUTTER DOORS
H |  | No schedule Reference | Inspect, test and service. (Quarterly) | N/A
| 5.19.1.8 |  | AUTOMATED SLIDING GATES
A |  | No schedule Reference | Inspect, test and service. (Quarterly) | No. | 20 |  | 0
| 6 |  | SERVICE 4: CIVILS
| 6.13.1 |  | STORM WATER DRAINAGE SYSTEMS
B |  | No schedule Reference | High pressure clean, inspect with a camera and where necessary use a drain auger to remove any blockages, tree roots, etc. Re-inspect with a camera. They shall be left free of sediment, debris or any other foreign materials. (Monthly) | N/A
| 6.13.2 |  | SOIL DRAINAGE SYSTEMS
C |  | No schedule Reference | Clean all drainage systems by removing grates, remove all sediment, debris or any other foreign materials, re-install grates. (Monthly) | N/A
| 8 |  | SERVICE 6: GROUNDS UPKEEP AND LANDSCAPE HORTICULTURE
| 8.8 |  | GROUNDS UP KEEP
| 8.8.12 |  | PATROL CLEANING
D |  | No schedule Reference | Pick-up, collect and dispose of all litter, debris, packets, leaves, etc. to ensure the grounds are clean, neat and tidy. (Ongoing) | No. | 59 |  | 0
| 8.8.13 |  | HARD SURFACE CLEANING
E |  | No schedule Reference | Hard surfaces shall be swept and cleaned appropriately to ensure they are free from all stains, debris and atmospheric pollution, accidental spillage of material, bird droppings and the like. (Ongoing) | No. | 59 |  | 0
| 8.8.14 |  | HARD SURFACE WEED CONTROL
F |  | No schedule Reference | Weed removal shall be undertaken by hand, after which an appropriate weed control material / product shall be used to retard weed growth. (Ongoing) | No. | 59 |  | 0
| 8.8.15 |  | WATER FEATURES
A |  | No schedule Reference | Inspect, clean and ensure they are free of sediment, debris or any other foreign matter. (Ongoing) | N/A
| 8.9 |  | LANDSCAPE HORTICULTURE
| 8.9.9 |  | ROUTINE LANDSCAPE HORTICULTURE SERVICES
B |  | No schedule Reference | Routine day-to-day landscaping horticulture: Ensure that the landscaped areas are clean, neat and free of weeds. All plant specimens shall be kept to a height and form that is safe and appropriate for its type and location of planting. All plants specimens shall be provided with sufficient water, compost, fertiliser, etc. Note: This encompasses the complete requirement and specification for Landscaping Horticulture unless specified separately elsewhere. (Ongoing) | N/A
| 8.9.9.6.1 |  | IRRIGATION AND WATERING
C |  | No schedule Reference | All sprinkler nozzles shall be inspected for blockages, cleaned, serviced and where necessary realigned for optimal functioning. (Monthly) | N/A
D |  | No schedule Reference | Controllers shall be tested, cleaned, serviced and timer settings confirmed. (Quarterly) | N/A
| 8.9.9.6.10 |  | WATER FEATURES
E |  | No schedule Reference | Empty the water feature for routine maintenance of tiling, plastering and painting, waterproofing, the webbing installed for the squirrels, lighting, pumps, ensure the day / night timer to switch lights on / off are appropriate to the seasons, refill the feature, etc. and ensure the water feature is fully commissioned. Return plants and other to the water feature. (Quarterly) | N/A
| 9 |  | SERVICE 7: CLEANING AND HYGIENE
| 9.6 |  | ROUTINE BUILDING CLEANING
A |  | No schedule Reference | Routine day-to-day cleaning: Provide routine day-to-day cleaning that enhances the facilities using the best known cleaning practices and equipment available including rigorous standards of professionalism, descipline and in a manner that minimises all forms of discruptions and noise to the occupants. Note: This encompassess the complete requirement and specification unless specified separately elsewhere. (Ongoing) | N/A
| 9.7 |  | SCHEDULED CLEANING
B |  | No schedule Reference | Internal window cleaning (Quarterly) | N/A
C |  | No schedule Reference | Deep Cleaning: Bathrooms (Quarterly) | N/A
D |  | No schedule Reference | Deep Cleaning: Commercial Kitchen and associated areas (Quarterly) | N/A
E |  | No schedule Reference | Deep Cleaning: Emergency stairwells (Quarterly) | N/A
F |  | No schedule Reference | Deep clean lift foyers and lifts (Quarterly) | N/A
|  | No schedule Reference | Deep clean walk-off mats (Quarterly) | N/A
| 9.8 |  | HYGIENE SERVICES
| 9.8.2 |  | SANITARY BIN SERVICE
G |  | No schedule Reference | Remove liner containing waste and replace with a clean liner. (Every seven (7) days) | N/A
H |  | No schedule Reference | Remove liner containing waste and replace with a clean liner. (Every fourteen (14) days) | N/A
| 9.8.3 |  | COVID-19 SANITISER UNITS AND CONSUMABLES
|  | No schedule Reference | Supply and re-fill consumables (Ongoing) | N/A
| 9.9 |  | GENERAL SERVICES
ROUTINE PLANTROOM CLEANING
A | 9.9.3 | No schedule Reference | Inspect, clean and record all related activities (Ongoing) | N/A
| 10 |  | SERVICE 8: ENVIRONMENTAL SERVICES
| 10.9 |  | WASTE MANAGEMENT
B |  | No schedule Reference | Compactor shall be removed, emptied, cleaned and retuned as required but not less than once a week. This shall take place before 07h00 or after 18h00 to ensure minimum disruption to the applicable entrances / exits. (Ongoing) | N/A
C |  | No schedule Reference | The compactor area, other waste areas and wheelie bins shall be cleaned as often as required but not less than twice a week with non-potable water from an off-site location until suitable non-potable water is available on site. This shall take place before 07h00 or after 18h00 to ensure minimum disruption to the applicable entrances / exits. (Ongoing) | N/A
D |  | No schedule Reference | The compactor shall be removed before 07h00 on the day before SONA and returned before 07h00 the day after SONA. (Annually + 1) | N/A
E |  | No schedule Reference | All other food waste shall be transported to a licensed facility for incineration and a disposal certificate provided. (Ongoing) | N/A
F |  | No schedule Reference | Remove waste, clean fat trap and dispose of the waste at a licensed facility and provide a disposal certificate. (Weekly) | N/A
G |  | No schedule Reference | Collect, separate and transport all waste identified for recycling to a licensed facility for further sorting and recycling. Provide a disposal certificate. (Ongoing) | N/A
H |  | No schedule Reference | Medical waste shall be collected and transported by a licenced SP to a licensed medical waste disposal facility for incineration and provide a disposal certificate. (Every two (2) weeks) | N/A
| 10.9.14 |  | INDUSTRIAL SHREDDER AND PAPER RECYCLING
A |  | No schedule Reference | Transport the shredded paper to a licenced facility and obtain a certificate of disposal. (Weekly) | N/A
B |  | No schedule Reference | Provide a competent operator and shred paper as required. (Ongoing) | N/A
C |  | No schedule Reference | Clean and service the Industrial Shredder. (Quarterly) | N/A
| 10.1 |  | PEST CONTROL
D |  | No schedule Reference | Plan, schedule and undertake general building pest control. (Every nine (9) weeks) | N/A
E |  | No schedule Reference | Plan, schedule and undertake pest control in the Art Stores. Treatment shall include light spray for cockroaches, gel for silver fish, check for borer beetle, check for moths, small flies, etc. and treat as required. (Every twelve (12) weeks) | N/A
F |  | No schedule Reference | Re-fill tamper proof bait boxes, re-secure signage and bait boxes where necessary and update register. (Monthly) | No. | 59 |  | 0
G |  | No schedule Reference | Plan, schedule and undertake pest control in pump rooms. (Monthly) | N/A
H |  | No schedule Reference | Plan, schedule and undertake pest control in commercial kitchens and associated areas. (Monthly) | N/A
J |  | No schedule Reference | Plan, schedule and undertake pest control in areas (after the areas and wheelie bins have been high pressure washed). (Every two (2) weeks) | N/A
K |  | No schedule Reference | Plan, schedule and undertake pest control in basement parking areas, basements in general and all basement plant rooms. (Quarterly) | N/A
L |  | No schedule Reference | Plan, schedule and undertake pest control all chambers and Committee Rooms (after scheduled cleaning). (Quarterly) | N/A
M |  | No schedule Reference | Plan, schedule and undertake pest control in all internal emergency stairwells (after scheduled cleaning). (Quarterly) | N/A
| 11 |  | SERVICE 9: CEREMONIAL SERVICES
A |  | No schedule Reference | Co-ordinate and hand over consolidated Health and Safety Files in collaboration with the DPWI SPs appointed specifically for this event. (Annually + 1) | N/A
B |  | No schedule Reference | Provide a detailed closeout report of the event. (Annually + 1) | N/A
|  |  | Total Carried to Final Summary |  |  | R

## Bill No. 21 - Nieuwmeester Prk
Item No. | Clause Ref: | Schedule Ref: |  | Unit | Qty | Rate | Amount
BILL NO. 21
NIEUWMEESTER PARKING
The extent of the area of Nieuwmeester Parking is approximately 9,200m² with about 320 marked parking bays. Shade cloth parking structures cover 80 parking bays. Parking area has 2x timber pre-fabricated guard houses, each with approximate gross construction of 6m². The open parking area is situated in Roeland Street.
-----------------------------
SUPPLEMENTARY PREAMBLES
Tenderers are referred to the following sections and/or annexures before pricing this bill.
| Volume 3 |  | Part C1: Agreement and Contract Data
| Part C1.2 |  | Contract Data – Facilities Management -DPW-04(FM)
| Part C1.3 |  | Conditions of Contract – PA-10(FM)
| Part C1.4 |  | Amendments to Standard Conditions of Contract
| Part C1.5 |  | Special Conditions of Contract
| Volume 3 |  | Part C2: Pricing Data
| Part C2.1 |  | Pricing Instructions (PG-02.1 EC)
| Volume 3 |  | Part C3: Scope of Work
| Part C3.2 |  | Scope of Work
| Volume 3 |  | Preventative Maintenance Matrix of Services
| Part C3.3 |  | Tenderers are referred to the Matrix of Services for required services applicable to individual buildings / facilities applicable to this contract.
| Volume 3 |  | Service Level Agreement and Priority Table
| Part C3.4 |  | Tenderers are referred to Service Level Agreement and Priority Table for availability and performance requirements applicable to this contract.
| Volume 3 |  | Penalty Schedule
| Part C3.5 |  | Tenderers are referred to Penalty Schedule applicable to this contract.
| Volume 3 |  | Contract Participation Goals and cidb Build Progamme
| Part C3.6 |  | Tenderers are referred to Contract Participation Goals and cidb Build Programme applicable to this contract.
| Volume 3 |  | Health and Safety Requirements
| Part C3.7 |  | Tenderers are referred to Health and Safety requirements applicable to this contract.
| Volume 3 |  | HIV/AIDS Specification (PW 1544)
| Part C3.8 |  | Tenderers are referred to HIV/AIDS Specification (PW 1544) applicable to this contract.
Notes on pricing
The Tenderer shall view the site and all existing structures thereon and make himself thoroughly acquainted with the conditions under which the works / services are to be done, the means of access to the works, the condition of the roads, the nature of the site and generally with all matters which may influence the contract and any restrictions or conditions which may be imposed by the employer and/or local authority.
No claim for any extras in connection with the position, conditions or circumstances of the work or siting of temporary structures, etc will be entertained.
-----------------------------
| 4 |  | SERVICE 2: BUILDING INFRASTRUCTURE
| 4.8 |  | EXTERNAL: CLEANING
A |  | No schedule Reference | Remove debris, litter and fouling from roof surfaces including waterproofing, gutters, down pipes, full bores etc. and any other type of roof, courtyard or patio covering, etc., to prevent the ingress of water and ensure they are left clean and stain free. This shall include including bird netting.(Monthly) | N/A
B |  | No schedule Reference | Remove debris, litter and fouling from boundary and free-standing walls, fencing, railings, pillars, signage, roof surfaces and walls of guard houses, etc. and ensure they are left clean and stain free. (Quarterly) | N/A
C |  | No schedule Reference | Remove debris, litter and fouling from façades, balconies (ground and upper levels), windows, window ledges, shutters, shop front type entrance / exits, external emergency staircases, entrance and exit stairs, landings, patios, balustrades, signage, etc. to ensure they are clean and stain free. Windows shall be dried and bear no evidence of residual cleaning materials / products, smears, run marks, stains or finger marks, etc. (Quarterly) | N/A
D |  | No schedule Reference | Using suitable camera equipment and/or by other means, ensure that all down pipes (surface mounted or encased in concrete) are checked for blockages. Blockages shall be removed without causing damage. The downpipes shall be inspected for signs of corrosion, leaks, etc. Provide a report and before / after dated and time stamped photos and videos including recommendations for further work. (Quarterly) | N/A
| 4.11 |  | LEATHER REPAIRS
E |  | No schedule Reference | Inspect all applicable leather items for repairs, buttons replacements, minor leather replacements, etc., provide a report and a quotation based on the schedule of rates for further action. (Quarterly) | N/A
| 4.13 |  | FLAG POLES
A |  | No schedule Reference | Inspect the rope, pulleys and toggles, paint or varnish poles and associated infrastructure, etc. and provide a report including before and after date and time stamped photos (December, March, June and September). (Quarterly) | N/A
B |  | No schedule Reference | Supply and install new ropes, new pulleys, new cleats and new toggles (December). (Annually) | N/A
| 5 |  | SERVICE 3: TECHNICAL SERVICES
| 5.8 |  | ELECTRICAL SERVICES
| 5.8.5 |  | MEDIUM VOLTAGE NETWORK (SUBSTATIONS, TRANSFORMERS, RING MAIN UNIT, BTUs, ETC.)
A | 5.8.5.9 | Schedule A | Substations - Inspect, record findings and provide a report. (Quarterly) | N/A
B | 5.8.5.10 | Schedule B | MV Switchgear - Inspect, record findings and provide a report. (Quarterly) | N/A
C | 5.8.5.11 | Schedule C | LV Boards - Inspect, record findings and provide a report. (Quarterly) | N/A
D | 5.8.5.12 | Schedule D | Transformers - Inspect, record findings and provide a report. (Quarterly) | N/A
E | 5.8.5.13 | Schedule E | BTUs - Inspect, clean, service, record findings and provide a report. (Monthly) | N/A
F |  | No schedule Reference | MV Power Factor Equipment - Inspect, record findings and provide a report. (Quarterly) | N/A
G | 5.8.5.14 | Schedule F | Ring Main Unit - Inspect, clean, service, record findings and provide a report. (Annually) | N/A
H | 5.8.5.15 | Schedule G | Transformers: Dry Type Transformers - Inspect, clean, service, record findings and provide a report. (Annually) | N/A
J | 5.8.5.16 | Schedule H | Transformers: Free Breathing Oil Filled Transformers - Inspect, clean, service, record findings and provide a report. (Annually) | N/A
K | 5.8.5.17 | Schedule I | Transformers: Sealed Oil Filled Transformers - Inspect, clean, service, record findings and provide a report. (Annually) | N/A
L | 5.8.5.18 | Schedule J | ABB SAFERING CCMVVVVSVVV, CVVVV, CCFF, CFFFF, CCC - Inspect, clean, service, record findings and provide a report. (Annually) | N/A
M |  | No schedule Reference | MW Power Factor Equipment - Inspect, clean, service, record findings and provide a report. (Annually) | N/A
A |  | No schedule Reference | Liaise with CoCT prior to the scheduled work to ensure that the work completed by CoCT is managed in a way that minimises a total power outage ensuring all services including Security Service interruptions are minimised or not interrupted at all. (Every three (3) years) | N/A
| 5.8.6 |  | STANDBY GENERATORS
B | 5.8.6.12 | Schedule K | Inspect, off load test, record findings and provide a report. (Weekly) | N/A
C | 5.8.6.12 | Schedule K | Inspect, load test, record findings and provide a report. (Quarterly) | N/A
D | 5.8.6.12 | Schedule K | Inspect, service, load test, record findings and provide a report. (Annually) | N/A
E |  | No schedule Reference | Bulk Diesel Tanks (2x): Obtain one (1) sample annually from the bottom of each of the bulk diesel tanks, have it tested at an accredited laboratory and provide the test results. (Annually + 1) | N/A
F | 5.8.6.13 | Schedule L | Duvalco FMS: Inspect, service, record findings and provide a report. (Monthly) | N/A
G | 5.8.6.13 | Schedule L | Duvalco FMS: Supply and install new Duvalco BFS Red cartridge. (Quarterly) | N/A
| 5.8.7 |  | UNINTERRUPTED POWER SUPPLY
H | 5.8.7.5 | Schedule M | Inspect, clean, service, test and record information for the UPS and the batteries. (Monthly) | N/A
| 5.8.8 |  | DISTRIBUTION BOARDS
J | 5.8.8.9 | Schedule N | Inspect, test and record findings. (Monthly) | N/A
K | 5.8.8.9 | Schedule N | Inspect, test, where necessary label and record findings. (Quarterly) | N/A
L | 5.8.8.9 | Schedule N | Inspect, test, service, do thermal scan, repair, tighten, re-do thermal scan, record findings and provide a report. (Annually) | N/A
| 5.8.9 |  | GENERAL SERVICES
A | 5.8.9.7 | Schedule O | Lights and light fittings: Inspect, test, repair and record findings. (Every six (6) months) | No. | 10 |  | 0
B | 5.8.9.8 | Schedule P | Emergency lights: Inspect, test, repair and record findings. (Quarterly) | N/A
C | 5.8.9.9 | Schedule Q | Power outlets: Inspect, test, repair and record findings. (Every six (6) months) | N/A
D | 5.8.9.10 | Schedule R | Power skirting: Inspect, test, repair and record findings. (Every six (6) months) | N/A
E | 5.8.9.11 | Schedule S | Isolators and fixed equipment: Inspect, test, repair and record findings. (Quarterly) | N/A
| 5.9 |  | HEATING VENTILATION AND COOLING
| 5.9.9.1 |  | WATER COOLED CHILLER AND AIR COOLED CHILLER
F | 5.9.10 | Annexure T | Inspect, test, record findings and provide a report.(Monthly) | N/A
G | 5.9.10 | Annexure T | Inspect, test, clean, record findings and provide a report. (Quarterly) | N/A
H | 5.9.10 | Annexure T | Inspect, service, clean, take samples, test, record findings and provide a report. (Annually) | N/A
| 5.9.9.2 |  | COOLING TOWER AND CLOSED CIRCUIT COOLER
J | 5.9.11 | Annexure U | Inspect, test, clean, service, record findings and provide a report. (Monthly) | N/A
K | 5.9.11 | Annexure U | Inspect, test, clean, record findings and provide a report.(Quarterly) | N/A
L | 5.9.11 | Annexure U | Inspect, test, service clean, record findings and provide a report.(Annually) | N/A
| 5.9.9.3 |  | WATER TREATMENT PLANT
A | 5.9.12 | Annexure V | Inspect, test, clean, service, record findings and provide a report.(Monthly) | N/A
B | 5.9.12 | Annexure V | Take samples, test and provide a report.(Quarterly) | N/A
C | 5.9.12 | Annexure V | Inspect, supply chemicals, record findings and provide a report.(Annually) | N/A
| 5.9.9.4 |  | PUMPS
D | 5.9.13 | Annexure W | Inspect, test, record findings provide a report.(Monthly) | N/A
E | 5.9.13 | Annexure W | Inspect, test, clean, service, record findings and provide a report.(Quarterly) | N/A
F | 5.9.13 | Annexure W | Inspect, test, service, clean, record findings and provide a report.(Annually) | N/A
| 5.9.9.5 |  | PRESSURE TANKS
G | 5.9.14 | Annexure X | Inspect, test, record findings and provide a report.(Quarterly) | N/A
H | 5.9.14 | Annexure X | Inspect, test, service, clean, record findings and provide a report.(Annually) | N/A
| 5.9.9.6 |  | MAKE UP TANKS
J | 5.9.15 | Annexure Y | Inspect, test, record findings and provide a report.(Quarterly) | N/A
K | 5.9.15 | Annexure Y | Inspect, test, service, clean, record findings and provide a report.(Annually) | N/A
| 5.9.9.7 |  | PIPEWORK AND ANCILLARIES
L | 5.9.16 | Annexure Z | Inspect, test, clean, record findings and provide a report.(Monthly) | N/A
M | 5.9.16 | Annexure Z | Inspect, test, record findings and provide a report.(Quarterly) | N/A
N | 5.9.16 | Annexure Z | Inspect, test, service, clean, record findings and provide a report. (Annually) | N/A
| 5.9.9.8 |  | DUCTWORK AND ANCILLARIES
A | 5.9.17 | Annexure AA | Inspect, test, record findings and provide a report.(Monthly) | N/A
B | 5.9.17 | Annexure AA | Inspect, test, clean, record findings and provide a report.(Quarterly) | N/A
C | 5.9.17 | Annexure AA | Inspect, test, service, clean, record findings and provide a report. (Annually) | N/A
| 5.9.9.9 |  | AIR HANDLING UNITS
D | 5.9.18 | Annexure AB | Inspect, test, clean, record findings and provide a report. (Monthly) | N/A
E | 5.9.18 | Annexure AB | Inspect, test, service, clean, record findings and provide a report.(Quarterly) | N/A
F | 5.9.18 | Annexure AB | Inspect, test, service, clean, record findings and provide a report.(Annually) | N/A
| 5.9.9.10 |  | FANS
G | 5.9.19 | Annexure AC | Clean extractor canopy filters, record findings and provide a report. (Weekly) | N/A
H | 5.9.19 | Annexure AC | Inspect, test, record findings and provide a report. (Monthly) | N/A
J | 5.9.19 | Annexure AC | Inspect, test, service, clean kitchen extract ducting, record findings and provide a report. (Quarterly) | N/A
K | 5.9.19 | Annexure AC | Inspect, test, service, clean, record findings and provide a report. (Annually) | N/A
| 5.9.9.11 |  | FIRE CRITICAL EQUIPMENT
L | 5.9.20 | Annexure AD | Inspect, test, record findings and provide a report. (Monthly) | N/A
M | 5.9.20 | Annexure AD | Inspect, test, record findings and provide a report. (Quarterly) | N/A
N | 5.9.20 | Annexure AD | Inspect, test, service, record findings and provide a report. (Annually) | N/A
| 5.9.9.12 |  | PACKAGE, SPLIT AND WATER COOLED UNITS
A | 5.9.21 | Annexure AE | Inspect, test, clean, record findings and provide a report. (Monthly) | N/A
B | 5.9.21 | Annexure AE | Inspect, test, clean, record findings and provide a report. (Quarterly) | N/A
C | 5.9.21 | Annexure AE | Inspect, test, service, clean, record findings and provide a report. (Annually) | N/A
| 5.9.9.13 |  | SWITCHBOARDS
D | 5.9.22 | Annexure AF | Inspect, test, service, record findings and provide a report. (Monthly) | N/A
E | 5.9.22 | Annexure AF | Inspect, test, record findings and provide a report. (Quarterly) | N/A
F | 5.9.22 | Annexure AF | Inspect, test, record findings and provide a report. (Annually) | N/A
| 5.9.9.14 |  | NON-BMS CONTROLS
G | 5.9.23 | Annexure AG | Inspect, test, record findings and provide a report. (Monthly) | N/A
H | 5.9.23 | Annexure AG | Inspect, test, service, clean, record findings and provide a report. (Annually) | N/A
| 5.1 |  | BUILDING MANAGEMENT SYSTEM
J |  | No schedule Reference | Monitor the BMS Control Room between the hours of 08h00 – 18h00 Monday to Friday excluding public holidays. (Ongoing) | N/A
K | 5.10.9 | Annexure AH | Inspect, test and provide a report. (Monthly) | N/A
L | 5.10.9 | Annexure AH | Inspect, test, clean and provide a report. (Quarterly) | N/A
M | 5.10.9 | Annexure AH | Inspect, test, clean and provide a report. (Annually) | N/A
| 5.11 |  | FIRE PROTECTION SERVICES
| 5.11.3 |  | FIRE SPRINKLER SYSTEMS
A | 5.11.3.5 | Schedule AI | Inspect, test and record findings. (Daily) | N/A
B | 5.11.3.6 | Schedule AJ | Inspect, test and record findings. (Weekly) | N/A
C | 5.11.3.7 | Schedule AK | Inspect, test, clean, service, record findings and provide a report. (Quarterly) | N/A
D | 5.11.3.8 | Schedule AL | Inspect, test, record findings and provide a report. (Every six (6) months) | N/A
E | 5.11.3.9 | Schedule AM | Inspect, test, record findings and provide a report. (Annually) | N/A
F | 5.11.3.10 | Schedule AN | Inspect, test, clean, service, record findings and provide a report. (Every three (3) years) | N/A
G | 5.11.3.11 | Schedule AO | Inspect, test, clean, service, record findings and provide a report. (Every fifteen (15) years) | N/A
| 5.11.4 |  | FIRE HOSE REELS AND HYDRANTS
H | 5.11.4.7 | Schedule AP | Inspect, recording findings and provide an updated register. (Weekly) | N/A
J | 5.11.4.7 | Schedule AP | Inspect, clean, record findings and provide an updated register. (Monthly) | N/A
K | 5.11.4.7 | Schedule AP | Inspect, service, record findings and provide an updated register. (Annually) | N/A
| 5.11.5 |  | FIRE EXTINGUISHERS
L | 5.11.5.6 | Schedule AQ | Inspect, record findings and provide an updated register. (Monthly) | No. | 59 |  | 0
M | 5.11.5.6 | Schedule AQ | Inspect, service, record findings and provide an updated register. (Annually) | No. | 5 |  | 0
N | 5.11.5.6 | Schedule AQ | Inspect, hydrostatically pressure test, record findings and provide an updated register. (Every five (5) years) | No. | 1 |  | 0
O | 5.11.5.6 | Schedule AQ | Inspect, hydrostatically pressure test, record findings and provide an updated register. (Every ten (10) years) | No. | 1 |  | 0
| 5.11.6 |  | FIRE BLANKETS
A |  | No schedule Reference | Inspect, record findings and provide an updated register. (Monthly) | N/A
B |  | No schedule Reference | Inspect, service, record findings and provide an updated register. (Annually) | N/A
| 5.11.7 |  | BREATHING APPARATUS
C |  | No schedule Reference | Inspect, record findings and provide an updated register. (Monthly) | N/A
D |  | No schedule Reference | Inspect, service, record findings and provide an updated register. (Annually) | N/A
| 5.11.8 |  | EMERGENCY ESCAPE ROUTES, EXIT DOORS, STAIRWELLS, ETC.
E | 5.11.8.4 | Schedule AR | Inspect, record findings and provide a report. (Monthly) | N/A
| 5.12 |  | LIFE SAFETY ELECTRONIC SYSTEMS
| 5.12.3 |  | FIRE DETECTION AND ALARM, GAS CONTROL SYSTEMS
F | 5.12.3.2 | Schedule AS | Inspect, test, record findings and provide a report. (Weekly) | N/A
G | 5.12.3.2 | Schedule AS | Inspect, test, record findings and provide a report. (Monthly) | N/A
H | 5.12.3.2 | Schedule AS | Inspect, test, record findings and provide a report. (Quarterly) | N/A
J | 5.12.3.2 | Schedule AS | Inspect, test, record findings and provide a report. (Annually) | N/A
| 5.12.4 |  | VOICE ACTIVATION SYSTEMS
K | 5.12.4.2 | Schedule AT | Inspect, test, record findings and provide a report. (Weekly) | N/A
L | 5.12.4.2 | Schedule AT | Inspect, test, record findings and provide a report. (Quarterly) | N/A
M | 5.12.4.2 | Schedule AT | Inspect, test, record findings and provide a report. (Annually) | N/A
| 5.12.5 |  | EMERGENCY COMMUNICATION SYSTEM
A | 5.12.5.2 | Schedule AU | Inspect, test, record findings and provide a report. (Weekly) | N/A
B | 5.12.5.2 | Schedule AU | Inspect, test, record findings and provide a report. (Quarterly) | N/A
C | 5.12.5.2 | Schedule AU | Inspect, test, record findings and provide a report. (Annually) | N/A
| 5.12.6 |  | REMRAD SYSTEMS
D |  | No schedule Reference | Undertake a manual test to ensure the equipment is functional, the signal is received and the responses are audible. Record the findings and provide a report. (Weekly) | N/A
E |  | No schedule Reference | Undertake a fire condition simulation by activating three (3) smoke detectors to ensure the equipment is functional and the signal is received automatically without any manual intervention. Record the findings and provide a report. Notify the CoCT Goodwood Fire Station prior to the simulation. (Monthly) | N/A
F |  | No schedule Reference | Obtain the relevant log information. The logs shall be used as further evidence of testing, failures, alarms, etc. that have taken place. (Monthly) | N/A
G |  | No schedule Reference | Inspect and service the system. (Quarterly) | N/A
H |  | No schedule Reference | Pay the licencing fee. (Quarterly) | N/A
| 5.13 |  | LIQUID PETROLEUM GAS INSTALLATIONS
| 5.13.7 |  | EXTERNAL LPG BANKS
J |  | No schedule Reference | Inspect, clean, record findings and provide a report. (Every two (2) weeks) | N/A
K |  | No schedule Reference | Inspect, clean, service, record finding and provide a report. (Quarterly) | N/A
L |  | No schedule Reference | Provide a COC for each external LPG installation (during December of each year). (Annually) | N/A
| 5.13.8 |  | FLAME OF REMEMBRANCE
A |  | No schedule Reference | All-inclusive preventative and corrective maintenance requirements including the supply and delivery of LPG, re-ignition of flame, cleaning and repairs to the immediate surrounding infrastructure (e.g. cage, signage, etc.), spares, etc. (e.g. cage, signage, etc.). Provide a monthly report. (Monthly) | N/A
B |  | No schedule Reference | Provide a COC (during December of each year). (Annually) | N/A
| 5.14 |  | COMMERCIAL CATERING APPLIANCES
C |  | No schedule Reference | Inspect, clean, check connections, service, record findings and provide a report. (Quarterly) | N/A
| 5.15 |  | DOMESTIC APPLIANCES
D |  | No schedule Reference | Inspect, clean, check connections, service, record findings and provide a report. (Quarterly) | N/A
| 5.16 |  | LIFTS
E |  | No schedule Reference | Comprehensive Repair and Maintenance Contracts. Lifts shall be inspected and serviced as required including all repairs and replacements of components. This shall include but not be limited to lift shafts, internal and externals of the lift car, lift motor room, power distribution systems, etc. (Monthly) | N/A
F |  | No schedule Reference | An appropriately qualified and registered independent lift inspector shall inspect the lifts, issue the findings, inspect the work until is it appropriately completed and issue a revised findings report, all within the regulated period. (Annually) | N/A
| 5.18 |  | HANDYMAN SERVICES
A |  | No schedule Reference | Handyman Services shall include labour, tools, appropriate consumables and supplies necessary to complete the tasks for general building infrastructure, plumbing and drainage, electrical, HVAC and Fire Services. E.g. consumables and supplies could include but not be limited to random screws, washers, nails, nuts, bolts, drywall anchors, fasteners, zip ties, adhesives, caulking, sealants, glues, staples, electrical tape, masking tape, thread seal tape, duct tape, wall patch / wood filler, shims, rags, wire connectors, popsicle / craft sticks, picture hanging wire, batteries, etc. (Ongoing) | No. | 59 |  | 0
| 5.19 |  | GENEAL SERVICES
| 5.19.1.1 |  | FUEL FIRED BOILERS
B |  | No schedule Reference | Inspect, test and service. (Every three (3) years) | N/A
| 5.19.1.2 |  | ELECTRODE BOILERS
C |  | No schedule Reference | Inspect, test and service. (Every three (3) years) | N/A
| 5.19.1.3 |  | PRESSURE VESSELS
D |  | No schedule Reference | Inspect, test and service. (Every three (3) years) | N/A
| 5.19.1.4 |  | PUMPS (ELECTRICAL)
E |  | No schedule Reference | Inspect, test and service. (Quarterly) | N/A
| 5.19.1.5 |  | PUMPS (MECHANICAL)
F |  | No schedule Reference | Inspect, test and service. (Quarterly) | N/A
| 5.19.1.6 |  | AUTOMATED SLIDING DOORS
G |  | No schedule Reference | Inspect, test and service. (Quarterly) | N/A
| 5.19.1.7 |  | AUTOMATED ROLLER SHUTTER DOORS
H |  | No schedule Reference | Inspect, test and service. (Quarterly) | N/A
| 5.19.1.8 |  | AUTOMATED SLIDING GATES
A |  | No schedule Reference | Inspect, test and service. (Quarterly) | N/A
| 6 |  | SERVICE 4: CIVILS
| 6.13.1 |  | STORM WATER DRAINAGE SYSTEMS
B |  | No schedule Reference | High pressure clean, inspect with a camera and where necessary use a drain auger to remove any blockages, tree roots, etc. Re-inspect with a camera. They shall be left free of sediment, debris or any other foreign materials. (Monthly) | N/A
| 6.13.2 |  | SOIL DRAINAGE SYSTEMS
C |  | No schedule Reference | Clean all drainage systems by removing grates, remove all sediment, debris or any other foreign materials, re-install grates. (Monthly) | N/A
| 8 |  | SERVICE 6: GROUNDS UPKEEP AND LANDSCAPE HORTICULTURE
| 8.8 |  | GROUNDS UP KEEP
| 8.8.12 |  | PATROL CLEANING
D |  | No schedule Reference | Pick-up, collect and dispose of all litter, debris, packets, leaves, etc. to ensure the grounds are clean, neat and tidy. (Ongoing) | No. | 59 |  | 0
| 8.8.13 |  | HARD SURFACE CLEANING
E |  | No schedule Reference | Hard surfaces shall be swept and cleaned appropriately to ensure they are free from all stains, debris and atmospheric pollution, accidental spillage of material, bird droppings and the like. (Ongoing) | No. | 59 |  | 0
| 8.8.14 |  | HARD SURFACE WEED CONTROL
F |  | No schedule Reference | Weed removal shall be undertaken by hand, after which an appropriate weed control material / product shall be used to retard weed growth. (Ongoing) | No. | 59 |  | 0
| 8.8.15 |  | WATER FEATURES
A |  | No schedule Reference | Inspect, clean and ensure they are free of sediment, debris or any other foreign matter. (Ongoing) | N/A
| 8.9 |  | LANDSCAPE HORTICULTURE
| 8.9.9 |  | ROUTINE LANDSCAPE HORTICULTURE SERVICES
B |  | No schedule Reference | Routine day-to-day landscaping horticulture: Ensure that the landscaped areas are clean, neat and free of weeds. All plant specimens shall be kept to a height and form that is safe and appropriate for its type and location of planting. All plants specimens shall be provided with sufficient water, compost, fertiliser, etc. Note: This encompasses the complete requirement and specification for Landscaping Horticulture unless specified separately elsewhere. (Ongoing) | No. | 59 |  | 0
| 8.9.9.6.1 |  | IRRIGATION AND WATERING
C |  | No schedule Reference | All sprinkler nozzles shall be inspected for blockages, cleaned, serviced and where necessary realigned for optimal functioning. (Monthly) | N/A
D |  | No schedule Reference | Controllers shall be tested, cleaned, serviced and timer settings confirmed. (Quarterly) | N/A
| 8.9.9.6.10 |  | WATER FEATURES
E |  | No schedule Reference | Empty the water feature for routine maintenance of tiling, plastering and painting, waterproofing, the webbing installed for the squirrels, lighting, pumps, ensure the day / night timer to switch lights on / off are appropriate to the seasons, refill the feature, etc. and ensure the water feature is fully commissioned. Return plants and other to the water feature. (Quarterly) | N/A
| 9 |  | SERVICE 7: CLEANING AND HYGIENE
| 9.6 |  | ROUTINE BUILDING CLEANING
A |  | No schedule Reference | Routine day-to-day cleaning: Provide routine day-to-day cleaning that enhances the facilities using the best known cleaning practices and equipment available including rigorous standards of professionalism, descipline and in a manner that minimises all forms of discruptions and noise to the occupants. Note: This encompassess the complete requirement and specification unless specified separately elsewhere. (Ongoing) | N/A
| 9.7 |  | SCHEDULED CLEANING
B |  | No schedule Reference | Internal window cleaning (Quarterly) | N/A
C |  | No schedule Reference | Deep Cleaning: Bathrooms (Quarterly) | N/A
D |  | No schedule Reference | Deep Cleaning: Commercial Kitchen and associated areas (Quarterly) | N/A
E |  | No schedule Reference | Deep Cleaning: Emergency stairwells (Quarterly) | N/A
F |  | No schedule Reference | Deep clean lift foyers and lifts (Quarterly) | N/A
|  | No schedule Reference | Deep clean walk-off mats (Quarterly) | N/A
| 9.8 |  | HYGIENE SERVICES
| 9.8.2 |  | SANITARY BIN SERVICE
G |  | No schedule Reference | Remove liner containing waste and replace with a clean liner. (Every seven (7) days) | N/A
H |  | No schedule Reference | Remove liner containing waste and replace with a clean liner. (Every fourteen (14) days) | N/A
| 9.8.3 |  | COVID-19 SANITISER UNITS AND CONSUMABLES
|  | No schedule Reference | Supply and re-fill consumables (Ongoing) | N/A
| 9.9 |  | GENERAL SERVICES
ROUTINE PLANTROOM CLEANING
A | 9.9.3 | No schedule Reference | Inspect, clean and record all related activities (Ongoing) | N/A
| 10 |  | SERVICE 8: ENVIRONMENTAL SERVICES
| 10.9 |  | WASTE MANAGEMENT
B |  | No schedule Reference | Compactor shall be removed, emptied, cleaned and retuned as required but not less than once a week. This shall take place before 07h00 or after 18h00 to ensure minimum disruption to the applicable entrances / exits. (Ongoing) | N/A
C |  | No schedule Reference | The compactor area, other waste areas and wheelie bins shall be cleaned as often as required but not less than twice a week with non-potable water from an off-site location until suitable non-potable water is available on site. This shall take place before 07h00 or after 18h00 to ensure minimum disruption to the applicable entrances / exits. (Ongoing) | N/A
D |  | No schedule Reference | The compactor shall be removed before 07h00 on the day before SONA and returned before 07h00 the day after SONA. (Annually + 1) | N/A
E |  | No schedule Reference | All other food waste shall be transported to a licensed facility for incineration and a disposal certificate provided. (Ongoing) | N/A
F |  | No schedule Reference | Remove waste, clean fat trap and dispose of the waste at a licensed facility and provide a disposal certificate. (Weekly) | N/A
G |  | No schedule Reference | Collect, separate and transport all waste identified for recycling to a licensed facility for further sorting and recycling. Provide a disposal certificate. (Ongoing) | N/A
H |  | No schedule Reference | Medical waste shall be collected and transported by a licenced SP to a licensed medical waste disposal facility for incineration and provide a disposal certificate. (Every two (2) weeks) | N/A
| 10.9.14 |  | INDUSTRIAL SHREDDER AND PAPER RECYCLING
A |  | No schedule Reference | Transport the shredded paper to a licenced facility and obtain a certificate of disposal. (Weekly) | N/A
B |  | No schedule Reference | Provide a competent operator and shred paper as required. (Ongoing) | N/A
C |  | No schedule Reference | Clean and service the Industrial Shredder. (Quarterly) | N/A
| 10.1 |  | PEST CONTROL
D |  | No schedule Reference | Plan, schedule and undertake general building pest control. (Every nine (9) weeks) | No. | 29 |  | 0
E |  | No schedule Reference | Plan, schedule and undertake pest control in the Art Stores. Treatment shall include light spray for cockroaches, gel for silver fish, check for borer beetle, check for moths, small flies, etc. and treat as required. (Every twelve (12) weeks) | N/A
F |  | No schedule Reference | Re-fill tamper proof bait boxes, re-secure signage and bait boxes where necessary and update register. (Monthly) | No. | 59 |  | 0
G |  | No schedule Reference | Plan, schedule and undertake pest control in pump rooms. (Monthly) | N/A
H |  | No schedule Reference | Plan, schedule and undertake pest control in commercial kitchens and associated areas. (Monthly) | N/A
J |  | No schedule Reference | Plan, schedule and undertake pest control in areas (after the areas and wheelie bins have been high pressure washed). (Every two (2) weeks) | N/A
K |  | No schedule Reference | Plan, schedule and undertake pest control in basement parking areas, basements in general and all basement plant rooms. (Quarterly) | N/A
L |  | No schedule Reference | Plan, schedule and undertake pest control all chambers and Committee Rooms (after scheduled cleaning). (Quarterly) | N/A
M |  | No schedule Reference | Plan, schedule and undertake pest control in all internal emergency stairwells (after scheduled cleaning). (Quarterly) | N/A
| 11 |  | SERVICE 9: CEREMONIAL SERVICES
A |  | No schedule Reference | Co-ordinate and hand over consolidated Health and Safety Files in collaboration with the DPWI SPs appointed specifically for this event. (Annually + 1) | N/A
B |  | No schedule Reference | Provide a detailed closeout report of the event. (Annually + 1) | N/A
|  |  | Total Carried to Final Summary |  |  | R

## Bill No. 22 - Hope Street Prk
Item No. | Clause Ref: | Schedule Ref: |  | Unit | Qty | Rate | Amount
BILL NO. 22
HOPE STREET PARKING
The extent of the area of Hope Street Parking is approximately 6,300m² with 210 marked parking bays. Shade cloth parking structures cover 60 parking bays. Parking area has a single storey outbuilding with approximate gross construction of 50m². The open parking area is situated 95 Hope Street.
-----------------------------
SUPPLEMENTARY PREAMBLES
Tenderers are referred to the following sections and/or annexures before pricing this bill.
| Volume 3 |  | Part C1: Agreement and Contract Data
| Part C1.2 |  | Contract Data – Facilities Management -DPW-04(FM)
| Part C1.3 |  | Conditions of Contract – PA-10(FM)
| Part C1.4 |  | Amendments to Standard Conditions of Contract
| Part C1.5 |  | Special Conditions of Contract
| Volume 3 |  | Part C2: Pricing Data
| Part C2.1 |  | Pricing Instructions (PG-02.1 EC)
| Volume 3 |  | Part C3: Scope of Work
| Part C3.2 |  | Scope of Work
| Volume 3 |  | Preventative Maintenance Matrix of Services
| Part C3.3 |  | Tenderers are referred to the Matrix of Services for required services applicable to individual buildings / facilities applicable to this contract.
| Volume 3 |  | Service Level Agreement and Priority Table
| Part C3.4 |  | Tenderers are referred to Service Level Agreement and Priority Table for availability and performance requirements applicable to this contract.
| Volume 3 |  | Penalty Schedule
| Part C3.5 |  | Tenderers are referred to Penalty Schedule applicable to this contract.
| Volume 3 |  | Contract Participation Goals and cidb Build Progamme
| Part C3.6 |  | Tenderers are referred to Contract Participation Goals and cidb Build Programme applicable to this contract.
| Volume 3 |  | Health and Safety Requirements
| Part C3.7 |  | Tenderers are referred to Health and Safety requirements applicable to this contract.
| Volume 3 |  | HIV/AIDS Specification (PW 1544)
| Part C3.8 |  | Tenderers are referred to HIV/AIDS Specification (PW 1544) applicable to this contract.
Notes on pricing
The Tenderer shall view the site and all existing structures thereon and make himself thoroughly acquainted with the conditions under which the works / services are to be done, the means of access to the works, the condition of the roads, the nature of the site and generally with all matters which may influence the contract and any restrictions or conditions which may be imposed by the employer and/or local authority.
No claim for any extras in connection with the position, conditions or circumstances of the work or siting of temporary structures, etc will be entertained.
-----------------------------
| 4 |  | SERVICE 2: BUILDING INFRASTRUCTURE
| 4.8 |  | EXTERNAL: CLEANING
A |  | No schedule Reference | Remove debris, litter and fouling from roof surfaces including waterproofing, gutters, down pipes, full bores etc. and any other type of roof, courtyard or patio covering, etc., to prevent the ingress of water and ensure they are left clean and stain free. This shall include including bird netting.(Monthly) | N/A
B |  | No schedule Reference | Remove debris, litter and fouling from boundary and free-standing walls, fencing, railings, pillars, signage, roof surfaces and walls of guard houses, etc. and ensure they are left clean and stain free. (Quarterly) | No. | 20 |  | 0
C |  | No schedule Reference | Remove debris, litter and fouling from façades, balconies (ground and upper levels), windows, window ledges, shutters, shop front type entrance / exits, external emergency staircases, entrance and exit stairs, landings, patios, balustrades, signage, etc. to ensure they are clean and stain free. Windows shall be dried and bear no evidence of residual cleaning materials / products, smears, run marks, stains or finger marks, etc. (Quarterly) | N/A
D |  | No schedule Reference | Using suitable camera equipment and/or by other means, ensure that all down pipes (surface mounted or encased in concrete) are checked for blockages. Blockages shall be removed without causing damage. The downpipes shall be inspected for signs of corrosion, leaks, etc. Provide a report and before / after dated and time stamped photos and videos including recommendations for further work. (Quarterly) | N/A
| 4.11 |  | LEATHER REPAIRS
E |  | No schedule Reference | Inspect all applicable leather items for repairs, buttons replacements, minor leather replacements, etc., provide a report and a quotation based on the schedule of rates for further action. (Quarterly) | N/A
| 4.13 |  | FLAG POLES
A |  | No schedule Reference | Inspect the rope, pulleys and toggles, paint or varnish poles and associated infrastructure, etc. and provide a report including before and after date and time stamped photos (December, March, June and September). (Quarterly) | N/A
B |  | No schedule Reference | Supply and install new ropes, new pulleys, new cleats and new toggles (December). (Annually) | N/A
| 5 |  | SERVICE 3: TECHNICAL SERVICES
| 5.8 |  | ELECTRICAL SERVICES
| 5.8.5 |  | MEDIUM VOLTAGE NETWORK (SUBSTATIONS, TRANSFORMERS, RING MAIN UNIT, BTUs, ETC.)
A | 5.8.5.9 | Schedule A | Substations - Inspect, record findings and provide a report. (Quarterly) | N/A
B | 5.8.5.10 | Schedule B | MV Switchgear - Inspect, record findings and provide a report. (Quarterly) | N/A
C | 5.8.5.11 | Schedule C | LV Boards - Inspect, record findings and provide a report. (Quarterly) | N/A
D | 5.8.5.12 | Schedule D | Transformers - Inspect, record findings and provide a report. (Quarterly) | N/A
E | 5.8.5.13 | Schedule E | BTUs - Inspect, clean, service, record findings and provide a report. (Monthly) | N/A
F |  | No schedule Reference | MV Power Factor Equipment - Inspect, record findings and provide a report. (Quarterly) | N/A
G | 5.8.5.14 | Schedule F | Ring Main Unit - Inspect, clean, service, record findings and provide a report. (Annually) | N/A
H | 5.8.5.15 | Schedule G | Transformers: Dry Type Transformers - Inspect, clean, service, record findings and provide a report. (Annually) | N/A
J | 5.8.5.16 | Schedule H | Transformers: Free Breathing Oil Filled Transformers - Inspect, clean, service, record findings and provide a report. (Annually) | N/A
K | 5.8.5.17 | Schedule I | Transformers: Sealed Oil Filled Transformers - Inspect, clean, service, record findings and provide a report. (Annually) | N/A
L | 5.8.5.18 | Schedule J | ABB SAFERING CCMVVVVSVVV, CVVVV, CCFF, CFFFF, CCC - Inspect, clean, service, record findings and provide a report. (Annually) | N/A
M |  | No schedule Reference | MW Power Factor Equipment - Inspect, clean, service, record findings and provide a report. (Annually) | N/A
A |  | No schedule Reference | Liaise with CoCT prior to the scheduled work to ensure that the work completed by CoCT is managed in a way that minimises a total power outage ensuring all services including Security Service interruptions are minimised or not interrupted at all. (Every three (3) years) | N/A
| 5.8.6 |  | STANDBY GENERATORS
B | 5.8.6.12 | Schedule K | Inspect, off load test, record findings and provide a report. (Weekly) | N/A
C | 5.8.6.12 | Schedule K | Inspect, load test, record findings and provide a report. (Quarterly) | N/A
D | 5.8.6.12 | Schedule K | Inspect, service, load test, record findings and provide a report. (Annually) | N/A
E |  | No schedule Reference | Bulk Diesel Tanks (2x): Obtain one (1) sample annually from the bottom of each of the bulk diesel tanks, have it tested at an accredited laboratory and provide the test results. (Annually + 1) | N/A
F | 5.8.6.13 | Schedule L | Duvalco FMS: Inspect, service, record findings and provide a report. (Monthly) | N/A
G | 5.8.6.13 | Schedule L | Duvalco FMS: Supply and install new Duvalco BFS Red cartridge. (Quarterly) | N/A
| 5.8.7 |  | UNINTERRUPTED POWER SUPPLY
H | 5.8.7.5 | Schedule M | Inspect, clean, service, test and record information for the UPS and the batteries. (Monthly) | N/A
| 5.8.8 |  | DISTRIBUTION BOARDS
J | 5.8.8.9 | Schedule N | Inspect, test and record findings. (Monthly) | No. | 59 |  | 0
K | 5.8.8.9 | Schedule N | Inspect, test, where necessary label and record findings. (Quarterly) | No. | 20 |  | 0
L | 5.8.8.9 | Schedule N | Inspect, test, service, do thermal scan, repair, tighten, re-do thermal scan, record findings and provide a report. (Annually) | No. | 5 |  | 0
| 5.8.9 |  | GENERAL SERVICES
A | 5.8.9.7 | Schedule O | Lights and light fittings: Inspect, test, repair and record findings. (Every six (6) months) | No. | 10 |  | 0
B | 5.8.9.8 | Schedule P | Emergency lights: Inspect, test, repair and record findings. (Quarterly) | N/A
C | 5.8.9.9 | Schedule Q | Power outlets: Inspect, test, repair and record findings. (Every six (6) months) | No. | 10 |  | 0
D | 5.8.9.10 | Schedule R | Power skirting: Inspect, test, repair and record findings. (Every six (6) months) | No. | 10 |  | 0
E | 5.8.9.11 | Schedule S | Isolators and fixed equipment: Inspect, test, repair and record findings. (Quarterly) | N/A
| 5.9 |  | HEATING VENTILATION AND COOLING
| 5.9.9.1 |  | WATER COOLED CHILLER AND AIR COOLED CHILLER
F | 5.9.10 | Annexure T | Inspect, test, record findings and provide a report.(Monthly) | N/A
G | 5.9.10 | Annexure T | Inspect, test, clean, record findings and provide a report. (Quarterly) | N/A
H | 5.9.10 | Annexure T | Inspect, service, clean, take samples, test, record findings and provide a report. (Annually) | N/A
| 5.9.9.2 |  | COOLING TOWER AND CLOSED CIRCUIT COOLER
J | 5.9.11 | Annexure U | Inspect, test, clean, service, record findings and provide a report. (Monthly) | N/A
K | 5.9.11 | Annexure U | Inspect, test, clean, record findings and provide a report.(Quarterly) | N/A
L | 5.9.11 | Annexure U | Inspect, test, service clean, record findings and provide a report.(Annually) | N/A
| 5.9.9.3 |  | WATER TREATMENT PLANT
A | 5.9.12 | Annexure V | Inspect, test, clean, service, record findings and provide a report.(Monthly) | N/A
B | 5.9.12 | Annexure V | Take samples, test and provide a report.(Quarterly) | N/A
C | 5.9.12 | Annexure V | Inspect, supply chemicals, record findings and provide a report.(Annually) | N/A
| 5.9.9.4 |  | PUMPS
D | 5.9.13 | Annexure W | Inspect, test, record findings provide a report.(Monthly) | N/A
E | 5.9.13 | Annexure W | Inspect, test, clean, service, record findings and provide a report.(Quarterly) | N/A
F | 5.9.13 | Annexure W | Inspect, test, service, clean, record findings and provide a report.(Annually) | N/A
| 5.9.9.5 |  | PRESSURE TANKS
G | 5.9.14 | Annexure X | Inspect, test, record findings and provide a report.(Quarterly) | N/A
H | 5.9.14 | Annexure X | Inspect, test, service, clean, record findings and provide a report.(Annually) | N/A
| 5.9.9.6 |  | MAKE UP TANKS
J | 5.9.15 | Annexure Y | Inspect, test, record findings and provide a report.(Quarterly) | N/A
K | 5.9.15 | Annexure Y | Inspect, test, service, clean, record findings and provide a report.(Annually) | N/A
| 5.9.9.7 |  | PIPEWORK AND ANCILLARIES
L | 5.9.16 | Annexure Z | Inspect, test, clean, record findings and provide a report.(Monthly) | N/A
M | 5.9.16 | Annexure Z | Inspect, test, record findings and provide a report.(Quarterly) | N/A
N | 5.9.16 | Annexure Z | Inspect, test, service, clean, record findings and provide a report. (Annually) | N/A
| 5.9.9.8 |  | DUCTWORK AND ANCILLARIES
A | 5.9.17 | Annexure AA | Inspect, test, record findings and provide a report.(Monthly) | N/A
B | 5.9.17 | Annexure AA | Inspect, test, clean, record findings and provide a report.(Quarterly) | N/A
C | 5.9.17 | Annexure AA | Inspect, test, service, clean, record findings and provide a report. (Annually) | N/A
| 5.9.9.9 |  | AIR HANDLING UNITS
D | 5.9.18 | Annexure AB | Inspect, test, clean, record findings and provide a report. (Monthly) | N/A
E | 5.9.18 | Annexure AB | Inspect, test, service, clean, record findings and provide a report.(Quarterly) | N/A
F | 5.9.18 | Annexure AB | Inspect, test, service, clean, record findings and provide a report.(Annually) | N/A
| 5.9.9.10 |  | FANS
G | 5.9.19 | Annexure AC | Clean extractor canopy filters, record findings and provide a report. (Weekly) | N/A
H | 5.9.19 | Annexure AC | Inspect, test, record findings and provide a report. (Monthly) | N/A
J | 5.9.19 | Annexure AC | Inspect, test, service, clean kitchen extract ducting, record findings and provide a report. (Quarterly) | N/A
K | 5.9.19 | Annexure AC | Inspect, test, service, clean, record findings and provide a report. (Annually) | N/A
| 5.9.9.11 |  | FIRE CRITICAL EQUIPMENT
L | 5.9.20 | Annexure AD | Inspect, test, record findings and provide a report. (Monthly) | N/A
M | 5.9.20 | Annexure AD | Inspect, test, record findings and provide a report. (Quarterly) | N/A
N | 5.9.20 | Annexure AD | Inspect, test, service, record findings and provide a report. (Annually) | N/A
| 5.9.9.12 |  | PACKAGE, SPLIT AND WATER COOLED UNITS
A | 5.9.21 | Annexure AE | Inspect, test, clean, record findings and provide a report. (Monthly) | N/A
B | 5.9.21 | Annexure AE | Inspect, test, clean, record findings and provide a report. (Quarterly) | N/A
C | 5.9.21 | Annexure AE | Inspect, test, service, clean, record findings and provide a report. (Annually) | N/A
| 5.9.9.13 |  | SWITCHBOARDS
D | 5.9.22 | Annexure AF | Inspect, test, service, record findings and provide a report. (Monthly) | N/A
E | 5.9.22 | Annexure AF | Inspect, test, record findings and provide a report. (Quarterly) | N/A
F | 5.9.22 | Annexure AF | Inspect, test, record findings and provide a report. (Annually) | N/A
| 5.9.9.14 |  | NON-BMS CONTROLS
G | 5.9.23 | Annexure AG | Inspect, test, record findings and provide a report. (Monthly) | N/A
H | 5.9.23 | Annexure AG | Inspect, test, service, clean, record findings and provide a report. (Annually) | N/A
| 5.1 |  | BUILDING MANAGEMENT SYSTEM
J |  | No schedule Reference | Monitor the BMS Control Room between the hours of 08h00 – 18h00 Monday to Friday excluding public holidays. (Ongoing) | N/A
K | 5.10.9 | Annexure AH | Inspect, test and provide a report. (Monthly) | N/A
L | 5.10.9 | Annexure AH | Inspect, test, clean and provide a report. (Quarterly) | N/A
M | 5.10.9 | Annexure AH | Inspect, test, clean and provide a report. (Annually) | N/A
| 5.11 |  | FIRE PROTECTION SERVICES
| 5.11.3 |  | FIRE SPRINKLER SYSTEMS
A | 5.11.3.5 | Schedule AI | Inspect, test and record findings. (Daily) | N/A
B | 5.11.3.6 | Schedule AJ | Inspect, test and record findings. (Weekly) | N/A
C | 5.11.3.7 | Schedule AK | Inspect, test, clean, service, record findings and provide a report. (Quarterly) | N/A
D | 5.11.3.8 | Schedule AL | Inspect, test, record findings and provide a report. (Every six (6) months) | N/A
E | 5.11.3.9 | Schedule AM | Inspect, test, record findings and provide a report. (Annually) | N/A
F | 5.11.3.10 | Schedule AN | Inspect, test, clean, service, record findings and provide a report. (Every three (3) years) | N/A
G | 5.11.3.11 | Schedule AO | Inspect, test, clean, service, record findings and provide a report. (Every fifteen (15) years) | N/A
| 5.11.4 |  | FIRE HOSE REELS AND HYDRANTS
H | 5.11.4.7 | Schedule AP | Inspect, recording findings and provide an updated register. (Weekly) | N/A
J | 5.11.4.7 | Schedule AP | Inspect, clean, record findings and provide an updated register. (Monthly) | N/A
K | 5.11.4.7 | Schedule AP | Inspect, service, record findings and provide an updated register. (Annually) | N/A
| 5.11.5 |  | FIRE EXTINGUISHERS
L | 5.11.5.6 | Schedule AQ | Inspect, record findings and provide an updated register. (Monthly) | No. | 59 |  | 0
M | 5.11.5.6 | Schedule AQ | Inspect, service, record findings and provide an updated register. (Annually) | No. | 5 |  | 0
N | 5.11.5.6 | Schedule AQ | Inspect, hydrostatically pressure test, record findings and provide an updated register. (Every five (5) years) | No. | 1 |  | 0
O | 5.11.5.6 | Schedule AQ | Inspect, hydrostatically pressure test, record findings and provide an updated register. (Every ten (10) years) | No. | 1 |  | 0
| 5.11.6 |  | FIRE BLANKETS
A |  | No schedule Reference | Inspect, record findings and provide an updated register. (Monthly) | N/A
B |  | No schedule Reference | Inspect, service, record findings and provide an updated register. (Annually) | N/A
| 5.11.7 |  | BREATHING APPARATUS
C |  | No schedule Reference | Inspect, record findings and provide an updated register. (Monthly) | N/A
D |  | No schedule Reference | Inspect, service, record findings and provide an updated register. (Annually) | N/A
| 5.11.8 |  | EMERGENCY ESCAPE ROUTES, EXIT DOORS, STAIRWELLS, ETC.
E | 5.11.8.4 | Schedule AR | Inspect, record findings and provide a report. (Monthly) | N/A
| 5.12 |  | LIFE SAFETY ELECTRONIC SYSTEMS
| 5.12.3 |  | FIRE DETECTION AND ALARM, GAS CONTROL SYSTEMS
F | 5.12.3.2 | Schedule AS | Inspect, test, record findings and provide a report. (Weekly) | N/A
G | 5.12.3.2 | Schedule AS | Inspect, test, record findings and provide a report. (Monthly) | N/A
H | 5.12.3.2 | Schedule AS | Inspect, test, record findings and provide a report. (Quarterly) | N/A
J | 5.12.3.2 | Schedule AS | Inspect, test, record findings and provide a report. (Annually) | N/A
| 5.12.4 |  | VOICE ACTIVATION SYSTEMS
K | 5.12.4.2 | Schedule AT | Inspect, test, record findings and provide a report. (Weekly) | N/A
L | 5.12.4.2 | Schedule AT | Inspect, test, record findings and provide a report. (Quarterly) | N/A
M | 5.12.4.2 | Schedule AT | Inspect, test, record findings and provide a report. (Annually) | N/A
| 5.12.5 |  | EMERGENCY COMMUNICATION SYSTEM
A | 5.12.5.2 | Schedule AU | Inspect, test, record findings and provide a report. (Weekly) | N/A
B | 5.12.5.2 | Schedule AU | Inspect, test, record findings and provide a report. (Quarterly) | N/A
C | 5.12.5.2 | Schedule AU | Inspect, test, record findings and provide a report. (Annually) | N/A
| 5.12.6 |  | REMRAD SYSTEMS
D |  | No schedule Reference | Undertake a manual test to ensure the equipment is functional, the signal is received and the responses are audible. Record the findings and provide a report. (Weekly) | N/A
E |  | No schedule Reference | Undertake a fire condition simulation by activating three (3) smoke detectors to ensure the equipment is functional and the signal is received automatically without any manual intervention. Record the findings and provide a report. Notify the CoCT Goodwood Fire Station prior to the simulation. (Monthly) | N/A
F |  | No schedule Reference | Obtain the relevant log information. The logs shall be used as further evidence of testing, failures, alarms, etc. that have taken place. (Monthly) | N/A
G |  | No schedule Reference | Inspect and service the system. (Quarterly) | N/A
H |  | No schedule Reference | Pay the licencing fee. (Quarterly) | N/A
| 5.13 |  | LIQUID PETROLEUM GAS INSTALLATIONS
| 5.13.7 |  | EXTERNAL LPG BANKS
J |  | No schedule Reference | Inspect, clean, record findings and provide a report. (Every two (2) weeks) | N/A
K |  | No schedule Reference | Inspect, clean, service, record finding and provide a report. (Quarterly) | N/A
L |  | No schedule Reference | Provide a COC for each external LPG installation (during December of each year). (Annually) | N/A
| 5.13.8 |  | FLAME OF REMEMBRANCE
A |  | No schedule Reference | All-inclusive preventative and corrective maintenance requirements including the supply and delivery of LPG, re-ignition of flame, cleaning and repairs to the immediate surrounding infrastructure (e.g. cage, signage, etc.), spares, etc. (e.g. cage, signage, etc.). Provide a monthly report. (Monthly) | N/A
B |  | No schedule Reference | Provide a COC (during December of each year). (Annually) | N/A
| 5.14 |  | COMMERCIAL CATERING APPLIANCES
C |  | No schedule Reference | Inspect, clean, check connections, service, record findings and provide a report. (Quarterly) | N/A
| 5.15 |  | DOMESTIC APPLIANCES
D |  | No schedule Reference | Inspect, clean, check connections, service, record findings and provide a report. (Quarterly) | N/A
| 5.16 |  | LIFTS
E |  | No schedule Reference | Comprehensive Repair and Maintenance Contracts. Lifts shall be inspected and serviced as required including all repairs and replacements of components. This shall include but not be limited to lift shafts, internal and externals of the lift car, lift motor room, power distribution systems, etc. (Monthly) | N/A
F |  | No schedule Reference | An appropriately qualified and registered independent lift inspector shall inspect the lifts, issue the findings, inspect the work until is it appropriately completed and issue a revised findings report, all within the regulated period. (Annually) | N/A
| 5.18 |  | HANDYMAN SERVICES
A |  | No schedule Reference | Handyman Services shall include labour, tools, appropriate consumables and supplies necessary to complete the tasks for general building infrastructure, plumbing and drainage, electrical, HVAC and Fire Services. E.g. consumables and supplies could include but not be limited to random screws, washers, nails, nuts, bolts, drywall anchors, fasteners, zip ties, adhesives, caulking, sealants, glues, staples, electrical tape, masking tape, thread seal tape, duct tape, wall patch / wood filler, shims, rags, wire connectors, popsicle / craft sticks, picture hanging wire, batteries, etc. (Ongoing) | No. | 59 |  | 0
| 5.19 |  | GENEAL SERVICES
| 5.19.1.1 |  | FUEL FIRED BOILERS
B |  | No schedule Reference | Inspect, test and service. (Every three (3) years) | N/A
| 5.19.1.2 |  | ELECTRODE BOILERS
C |  | No schedule Reference | Inspect, test and service. (Every three (3) years) | N/A
| 5.19.1.3 |  | PRESSURE VESSELS
D |  | No schedule Reference | Inspect, test and service. (Every three (3) years) | N/A
| 5.19.1.4 |  | PUMPS (ELECTRICAL)
E |  | No schedule Reference | Inspect, test and service. (Quarterly) | N/A
| 5.19.1.5 |  | PUMPS (MECHANICAL)
F |  | No schedule Reference | Inspect, test and service. (Quarterly) | N/A
| 5.19.1.6 |  | AUTOMATED SLIDING DOORS
G |  | No schedule Reference | Inspect, test and service. (Quarterly) | N/A
| 5.19.1.7 |  | AUTOMATED ROLLER SHUTTER DOORS
H |  | No schedule Reference | Inspect, test and service. (Quarterly) | N/A
| 5.19.1.8 |  | AUTOMATED SLIDING GATES
A |  | No schedule Reference | Inspect, test and service. (Quarterly) | N/A
| 6 |  | SERVICE 4: CIVILS
| 6.13.1 |  | STORM WATER DRAINAGE SYSTEMS
B |  | No schedule Reference | High pressure clean, inspect with a camera and where necessary use a drain auger to remove any blockages, tree roots, etc. Re-inspect with a camera. They shall be left free of sediment, debris or any other foreign materials. (Monthly) | N/A
| 6.13.2 |  | SOIL DRAINAGE SYSTEMS
C |  | No schedule Reference | Clean all drainage systems by removing grates, remove all sediment, debris or any other foreign materials, re-install grates. (Monthly) | N/A
| 8 |  | SERVICE 6: GROUNDS UPKEEP AND LANDSCAPE HORTICULTURE
| 8.8 |  | GROUNDS UP KEEP
| 8.8.12 |  | PATROL CLEANING
D |  | No schedule Reference | Pick-up, collect and dispose of all litter, debris, packets, leaves, etc. to ensure the grounds are clean, neat and tidy. (Ongoing) | No. | 59 |  | 0
| 8.8.13 |  | HARD SURFACE CLEANING
E |  | No schedule Reference | Hard surfaces shall be swept and cleaned appropriately to ensure they are free from all stains, debris and atmospheric pollution, accidental spillage of material, bird droppings and the like. (Ongoing) | No. | 59 |  | 0
| 8.8.14 |  | HARD SURFACE WEED CONTROL
F |  | No schedule Reference | Weed removal shall be undertaken by hand, after which an appropriate weed control material / product shall be used to retard weed growth. (Ongoing) | No. | 59 |  | 0
| 8.8.15 |  | WATER FEATURES
A |  | No schedule Reference | Inspect, clean and ensure they are free of sediment, debris or any other foreign matter. (Ongoing) | N/A
| 8.9 |  | LANDSCAPE HORTICULTURE
| 8.9.9 |  | ROUTINE LANDSCAPE HORTICULTURE SERVICES
B |  | No schedule Reference | Routine day-to-day landscaping horticulture: Ensure that the landscaped areas are clean, neat and free of weeds. All plant specimens shall be kept to a height and form that is safe and appropriate for its type and location of planting. All plants specimens shall be provided with sufficient water, compost, fertiliser, etc. Note: This encompasses the complete requirement and specification for Landscaping Horticulture unless specified separately elsewhere. (Ongoing) | No. | 59 |  | 0
| 8.9.9.6.1 |  | IRRIGATION AND WATERING
C |  | No schedule Reference | All sprinkler nozzles shall be inspected for blockages, cleaned, serviced and where necessary realigned for optimal functioning. (Monthly) | N/A
D |  | No schedule Reference | Controllers shall be tested, cleaned, serviced and timer settings confirmed. (Quarterly) | N/A
| 8.9.9.6.10 |  | WATER FEATURES
E |  | No schedule Reference | Empty the water feature for routine maintenance of tiling, plastering and painting, waterproofing, the webbing installed for the squirrels, lighting, pumps, ensure the day / night timer to switch lights on / off are appropriate to the seasons, refill the feature, etc. and ensure the water feature is fully commissioned. Return plants and other to the water feature. (Quarterly) | N/A
| 9 |  | SERVICE 7: CLEANING AND HYGIENE
| 9.6 |  | ROUTINE BUILDING CLEANING
A |  | No schedule Reference | Routine day-to-day cleaning: Provide routine day-to-day cleaning that enhances the facilities using the best known cleaning practices and equipment available including rigorous standards of professionalism, descipline and in a manner that minimises all forms of discruptions and noise to the occupants. Note: This encompassess the complete requirement and specification unless specified separately elsewhere. (Ongoing) | N/A
| 9.7 |  | SCHEDULED CLEANING
B |  | No schedule Reference | Internal window cleaning (Quarterly) | N/A
C |  | No schedule Reference | Deep Cleaning: Bathrooms (Quarterly) | No. | 20 |  | 0
D |  | No schedule Reference | Deep Cleaning: Commercial Kitchen and associated areas (Quarterly) | N/A
E |  | No schedule Reference | Deep Cleaning: Emergency stairwells (Quarterly) | N/A
F |  | No schedule Reference | Deep clean lift foyers and lifts (Quarterly) | N/A
|  | No schedule Reference | Deep clean walk-off mats (Quarterly) | N/A
| 9.8 |  | HYGIENE SERVICES
| 9.8.2 |  | SANITARY BIN SERVICE
G |  | No schedule Reference | Remove liner containing waste and replace with a clean liner. (Every seven (7) days) | N/A
H |  | No schedule Reference | Remove liner containing waste and replace with a clean liner. (Every fourteen (14) days) | N/A
| 9.8.3 |  | COVID-19 SANITISER UNITS AND CONSUMABLES
|  | No schedule Reference | Supply and re-fill consumables (Ongoing) | N/A
| 9.9 |  | GENERAL SERVICES
ROUTINE PLANTROOM CLEANING
A | 9.9.3 | No schedule Reference | Inspect, clean and record all related activities (Ongoing) | N/A
| 10 |  | SERVICE 8: ENVIRONMENTAL SERVICES
| 10.9 |  | WASTE MANAGEMENT
B |  | No schedule Reference | Compactor shall be removed, emptied, cleaned and retuned as required but not less than once a week. This shall take place before 07h00 or after 18h00 to ensure minimum disruption to the applicable entrances / exits. (Ongoing) | N/A
C |  | No schedule Reference | The compactor area, other waste areas and wheelie bins shall be cleaned as often as required but not less than twice a week with non-potable water from an off-site location until suitable non-potable water is available on site. This shall take place before 07h00 or after 18h00 to ensure minimum disruption to the applicable entrances / exits. (Ongoing) | N/A
D |  | No schedule Reference | The compactor shall be removed before 07h00 on the day before SONA and returned before 07h00 the day after SONA. (Annually + 1) | N/A
E |  | No schedule Reference | All other food waste shall be transported to a licensed facility for incineration and a disposal certificate provided. (Ongoing) | N/A
F |  | No schedule Reference | Remove waste, clean fat trap and dispose of the waste at a licensed facility and provide a disposal certificate. (Weekly) | N/A
G |  | No schedule Reference | Collect, separate and transport all waste identified for recycling to a licensed facility for further sorting and recycling. Provide a disposal certificate. (Ongoing) | N/A
H |  | No schedule Reference | Medical waste shall be collected and transported by a licenced SP to a licensed medical waste disposal facility for incineration and provide a disposal certificate. (Every two (2) weeks) | N/A
| 10.9.14 |  | INDUSTRIAL SHREDDER AND PAPER RECYCLING
A |  | No schedule Reference | Transport the shredded paper to a licenced facility and obtain a certificate of disposal. (Weekly) | N/A
B |  | No schedule Reference | Provide a competent operator and shred paper as required. (Ongoing) | N/A
C |  | No schedule Reference | Clean and service the Industrial Shredder. (Quarterly) | N/A
| 10.1 |  | PEST CONTROL
D |  | No schedule Reference | Plan, schedule and undertake general building pest control. (Every nine (9) weeks) | No. | 29 |  | 0
E |  | No schedule Reference | Plan, schedule and undertake pest control in the Art Stores. Treatment shall include light spray for cockroaches, gel for silver fish, check for borer beetle, check for moths, small flies, etc. and treat as required. (Every twelve (12) weeks) | N/A
F |  | No schedule Reference | Re-fill tamper proof bait boxes, re-secure signage and bait boxes where necessary and update register. (Monthly) | No. | 59 |  | 0
G |  | No schedule Reference | Plan, schedule and undertake pest control in pump rooms. (Monthly) | N/A
H |  | No schedule Reference | Plan, schedule and undertake pest control in commercial kitchens and associated areas. (Monthly) | N/A
J |  | No schedule Reference | Plan, schedule and undertake pest control in areas (after the areas and wheelie bins have been high pressure washed). (Every two (2) weeks) | N/A
K |  | No schedule Reference | Plan, schedule and undertake pest control in basement parking areas, basements in general and all basement plant rooms. (Quarterly) | N/A
L |  | No schedule Reference | Plan, schedule and undertake pest control all chambers and Committee Rooms (after scheduled cleaning). (Quarterly) | N/A
M |  | No schedule Reference | Plan, schedule and undertake pest control in all internal emergency stairwells (after scheduled cleaning). (Quarterly) | N/A
| 11 |  | SERVICE 9: CEREMONIAL SERVICES
A |  | No schedule Reference | Co-ordinate and hand over consolidated Health and Safety Files in collaboration with the DPWI SPs appointed specifically for this event. (Annually + 1) | N/A
B |  | No schedule Reference | Provide a detailed closeout report of the event. (Annually + 1) | N/A
|  |  | Total Carried to Final Summary |  |  | R

## Bill No. 23 - Ceremonial Srvc.
Item No. | Clause Ref: | Schedule Ref: |  | Unit | Qty | Rate | Amount
BILL NO. 23
SERVICE 9 - CEREMONIAL SERVICES
-----------------------------
SUPPLEMENTARY PREAMBLES
Tenderers are referred to the following sections and/or annexures before pricing this bill.
| Volume 3 |  | Part C1: Agreement and Contract Data
| Part C1.2 |  | Contract Data – Facilities Management -DPW-04(FM)
| Part C1.3 |  | Conditions of Contract – PA-10(FM)
| Part C1.4 |  | Amendments to Standard Conditions of Contract
| Part C1.5 |  | Special Conditions of Contract
| Volume 3 |  | Part C2: Pricing Data
| Part C2.1 |  | Pricing Instructions (PG-02.1 EC)
| Volume 3 |  | Part C3: Scope of Work
| Part C3.2 |  | Scope of Work
| Volume 3 |  | Preventative Maintenance Matrix of Services
| Part C3.3 |  | Tenderers are referred to the Matrix of Services for required services applicable to individual buildings / facilities applicable to this contract.
| Volume 3 |  | Service Level Agreement and Priority Table
| Part C3.4 |  | Tenderers are referred to Service Level Agreement and Priority Table for availability and performance requirements applicable to this contract.
| Volume 3 |  | Penalty Schedule
| Part C3.5 |  | Tenderers are referred to Penalty Schedule applicable to this contract.
| Volume 3 |  | Contract Participation Goals and cidb Build Progamme
| Part C3.6 |  | Tenderers are referred to Contract Participation Goals and cidb Build Programme applicable to this contract.
| Volume 3 |  | Health and Safety Requirements
| Part C3.7 |  | Tenderers are referred to Health and Safety requirements applicable to this contract.
| Volume 3 |  | HIV/AIDS Specification (PW 1544)
| Part C3.8 |  | Tenderers are referred to HIV/AIDS Specification (PW 1544) applicable to this contract.
Notes on pricing
The Tenderer shall view the site and all existing structures thereon and make himself thoroughly acquainted with the conditions under which the works / services are to be done, the means of access to the works, the condition of the roads, the nature of the site and generally with all matters which may influence the contract and any restrictions or conditions which may be imposed by the employer and/or local authority.
No claim for any extras in connection with the position, conditions or circumstances of the work or siting of temporary structures, etc will be entertained.
-----------------------------
| 11 |  | SERVICE 9: CEREMONIAL SERVICES
A |  | No schedule Reference | Co-ordinate and hand over consolidated Health and Safety Files in collaboration with the DPWI SPs appointed specifically for this event. (Annually + 1) | No. | 6 |  | 0
B |  | No schedule Reference | Provide a detailed closeout report of the event. (Annually + 1) | No. | 6 |  | 0
LABOUR RATES FOR ON SITE STANDBY REQUIREMENTS (Rate/hour)
Lifts
C |  |  | One (1) technician responsible for Schindler Lifts | Item |  |  | Rate Only
D |  |  | One (1) technician responsible for Otis Lifts | Item |  |  | Rate Only
E |  |  | One (1) technician responsible for the Tuynhuys Lift VE0046 | Item |  |  | Rate Only
Heating, Ventilation and Air Conditioning (HVAC)
F |  |  | One (1) team consisting of two (2) technicians | Item |  |  | Rate Only
Building Management System (BMS)
G |  |  | One (1) technician | Item |  |  | Rate Only
Uninterrupted Power Supply (UPS)
H |  |  | One (1) technician | Item |  |  | Rate Only
Standby Generators
J |  |  | One (1) team consisting of two (2) technicians | Item |  |  | Rate Only
Plumbing
K |  |  | One (1) team consisting of two (2) technicians | Item |  |  | Rate Only
Medium Voltage (MV)
L |  |  | One (1) team consisting of two (2) technicians | Item |  |  | Rate Only
Low Voltage (LV)
M |  |  | One (1) team consisting of two (2) technicians | Item |  |  | Rate Only
Handyman Services
N |  |  | One (1) team consisting of two (2) technicians | Item |  |  | Rate Only
Fire Services
A |  |  | One (1) technician | Item |  |  | Rate Only
Audio Visual
B |  |  | One (1) technician | Item |  |  | Rate Only
Cleaning
C |  |  | One (1) cleaning staff | Item |  |  | Rate Only
|  |  | Total Carried to Final Summary |  |  | R

## Bill No. 24 - Recess Cleaning
Item No. | Clause Ref: | Schedule Ref: |  | Unit | Qty | Rate | Amount
BILL NO. 24 (Revision #1)
RECESS CLEANING
-----------------------------
SUPPLEMENTARY PREAMBLES
Tenderers are referred to the following sections and/or annexures before pricing this bill.
| Volume 3 |  | Part C1: Agreement and Contract Data
| Part C1.2 |  | Contract Data – Facilities Management -DPW-04(FM)
| Part C1.3 |  | Conditions of Contract – PA-10(FM)
| Part C1.4 |  | Amendments to Standard Conditions of Contract
| Part C1.5 |  | Special Conditions of Contract
| Volume 3 |  | Part C2: Pricing Data
| Part C2.1 |  | Pricing Instructions (PG-02.1 EC)
| Volume 3 |  | Part C3: Scope of Work
| Part C3.2 |  | Scope of Work
| Volume 3 |  | Preventative Maintenance Matrix of Services
| Part C3.3 |  | Tenderers are referred to the Matrix of Services for required services applicable to individual buildings / facilities applicable to this contract.
| Volume 3 |  | Service Level Agreement and Priority Table
| Part C3.4 |  | Tenderers are referred to Service Level Agreement and Priority Table for availability and performance requirements applicable to this contract.
| Volume 3 |  | Penalty Schedule
| Part C3.5 |  | Tenderers are referred to Penalty Schedule applicable to this contract.
| Volume 3 |  | Contract Participation Goals and cidb Build Progamme
| Part C3.6 |  | Tenderers are referred to Contract Participation Goals and cidb Build Programme applicable to this contract.
| Volume 3 |  | Health and Safety Requirements
| Part C3.7 |  | Tenderers are referred to Health and Safety requirements applicable to this contract.
| Volume 3 |  | HIV/AIDS Specification (PW 1544)
| Part C3.8 |  | Tenderers are referred to HIV/AIDS Specification (PW 1544) applicable to this contract.
Notes on pricing
The Tenderer shall view the site and all existing structures thereon and make himself thoroughly acquainted with the conditions under which the works / services are to be done, the means of access to the works, the condition of the roads, the nature of the site and generally with all matters which may influence the contract and any restrictions or conditions which may be imposed by the employer and/or local authority.
No claim for any extras in connection with the position, conditions or circumstances of the work or siting of temporary structures, etc will be entertained.
-----------------------------
| 1 |  | RECESS CLEANING (RATE ONLY ITEMS)
Service Provider is herewith required to price the below items as Rate Only Items.
The base date for rates shall be the tender closing date and shall be subject to CPAP and will be calculated using Work Group 181 Commercial/Industrial Building.
| 1.1 |  | Curtain Vacumming
A |  |  | Curtains with linings (hung) | m² |  |  | Rate Only
B |  |  | Curtains without linings (hung) | m² |  |  | Rate Only
C |  |  | Curtains with linings (remove, vacuum and re-hang) | m² |  |  | Rate Only
D |  |  | Curtains without linings (remove, vacuum and re-hang) | m² |  |  | Rate Only
| 1.2 |  | Curtain vacuuming and steam cleaning
E |  |  | Curtains with linings (hung) | m² |  |  | Rate Only
F |  |  | Curtains without linings (hung) | m² |  |  | Rate Only
G |  |  | Curtains with linings (remove, vacuum, steam clean and re-hang) | m² |  |  | Rate Only
H |  |  | Curtains without linings (remove, vacuum, steam clean and re-hang) | m² |  |  | Rate Only
| 1.3 |  | Curtain dry cleaning
J |  |  | Curtains (remove, dry clean and re-hang) | kg |  |  | Rate Only
| 1.4 |  | Blind cleaning
K |  |  | Blind cleaning | m² |  |  | Rate Only
| 1.5 |  | Chandelier cleaning
L | Additional information |  | Small wall mounted chandelier (no ladder required) | Each |  |  | Rate Only
M | Additional information |  | Medium wall mounted chandelier (no ladder required) | Each |  |  | Rate Only
N | Additional information |  | Small ceiling mounted chandelier (ladder required) | Each |  |  | Rate Only
P | Additional information |  | Medium ceiling mounted chandelier (ladder required) | Each |  |  | Rate Only
Q | Additional information |  | Large ceiling mounted chandelier (ladder required) | Each |  |  | Rate Only
R | Additional information |  | Very large ceiling mounted chandelier (lowered by rope) | Each |  |  | Rate Only
A | New added Item |  | Small wall mounted chandelier (ladder required) | Each |  |  | Rate Only
B | New added Item |  | Medium wall mounted chandelier (ladder required) | Each |  |  | Rate Only
C | New added Item |  | Small ceiling mounted chandelier (scaffolding required) (single volume up to 3 meters high) | Each |  |  | Rate Only
D | New added Item |  | Medium ceiling mounted chandelier (scaffolding required) (single volume up to 3 meters high) | Each |  |  | Rate Only
E | New added Item |  | Large ceiling mounted chandelier (lowered by rope) | Each |  |  | Rate Only
F | New added Item |  | Large ceiling mounted chandelier (scaffolding required up to 3 meters high) | Each |  |  | Rate Only
G | New added Item |  | Large ceiling mounted chandelier (scaffolding required up to 6 meters high) | Each |  |  | Rate Only
H | New added Item |  | Large ceiling mounted chandelier (scaffolding required up to 9 meters high) | Each |  |  | Rate Only
J | New added Item |  | Very large ceiling mounted chandelier (scaffolding required up to 6 meters high) | Each |  |  | Rate Only
K | New added Item |  | Very large ceiling mounted chandelier (scaffolding required up to 9 meters high) | Each |  |  | Rate Only
L | New added Item |  | Very large ceiling mounted chandelier (scaffolding required up to 12 meters high) | Each |  |  | Rate Only
M | New added Item |  | Very large ceiling mounted chandelier (scaffolding required up to 15 meters high) | Each |  |  | Rate Only
| 1.6 |  | Surface cleaning and high dusting
N |  |  | Single volume floor area up to 3 metres high | m² |  |  | Rate Only
P |  |  | Floor area with void up to 6 metres high | m² |  |  | Rate Only
Q |  |  | Floor area with void up to 9 metres high | m² |  |  | Rate Only
R |  |  | Floor area with void up to 12 metres high | m² |  |  | Rate Only
S |  |  | Floor area with void up to 15 metres high | m² |  |  | Rate Only
| 1.7 |  | Leather cleaning
A |  |  | 10-seater Chesterfield bench seat | Each |  |  | Rate Only
B |  |  | 6-seater Chesterfield bench seat | Each |  |  | Rate Only
C |  |  | 3-seater Chesterfield base & back bench seat | Each |  |  | Rate Only
D |  |  | 4-seater Chesterfield base & back bench seat | Each |  |  | Rate Only
E |  |  | 6-seater Chesterfield base & back bench seat | Each |  |  | Rate Only
F |  |  | Large 2-seater Chesterfield bench seat | Each |  |  | Rate Only
G |  |  | Small 2-seater Chesterfield bench seat | Each |  |  | Rate Only
H |  |  | Large 2-seater Chesterfield sofa | Each |  |  | Rate Only
J |  |  | Small single seater Chesterfield bench seat | Each |  |  | Rate Only
K |  |  | Large single seater Chesterfield bench seat | Each |  |  | Rate Only
L |  |  | Large 2-seater Bycast sofa | Each |  |  | Rate Only
M |  |  | Large single seater Bycast sofa | Each |  |  | Rate Only
N |  |  | Large executive boardroom chair | Each |  |  | Rate Only
P |  |  | Large high back single seater office chair | Each |  |  | Rate Only
Q |  |  | Large single seater armchairs | Each |  |  | Rate Only
R |  |  | Large single seater boardroom type chair | Each |  |  | Rate Only
S |  |  | Large single seater office chair | Each |  |  | Rate Only
T |  |  | Wingback chairs | Each |  |  | Rate Only
U |  |  | A3 table blotter | Each |  |  | Rate Only
| 1.8 |  | Carpets
V |  |  | Persian loose rugs | m² |  |  | Rate Only
W |  |  | Oriental loose rugs | m² |  |  | Rate Only
X |  |  | Dhurrie loose rugs | m² |  |  | Rate Only
Y |  |  | African woven loose rugs | m² |  |  | Rate Only
Z |  |  | Kilim loose rugs | m² |  |  | Rate Only
A |  |  | Loose runners | m² |  |  | Rate Only
B |  |  | Carpets with underfelt | m² |  |  | Rate Only
C |  |  | Carpets without underfelt | m² |  |  | Rate Only
D |  |  | Carpet tiles | m² |  |  | Rate Only
| 1.9 |  | Marble cleaning and polishing
E |  |  | Marble cleaning and polishing | m² |  |  | Rate Only
| 1.1 |  | Upholstery vacumming and steam cleaning
F |  |  | Boardroom executive chair | Each |  |  | Rate Only
G |  |  | Boardroom office chair | Each |  |  | Rate Only
H |  |  | Boardroom chair | Each |  |  | Rate Only
J |  |  | Bar chairs | Each |  |  | Rate Only
K |  |  | Executive office chair | Each |  |  | Rate Only
L |  |  | Office chairs | Each |  |  | Rate Only
M |  |  | Movie chairs | Each |  |  | Rate Only
N |  |  | Single seater sofa | Each |  |  | Rate Only
P |  |  | 2-seater sofa | Each |  |  | Rate Only
Q |  |  | 3-seater sofa | Each |  |  | Rate Only
R |  |  | 4-seater sofa | Each |  |  | Rate Only
S |  |  | 5-seater sofa | Each |  |  | Rate Only
T |  |  | Dining room chairs | Each |  |  | Rate Only
U |  |  | Small ottoman | Each |  |  | Rate Only
V |  |  | Medium ottoman | Each |  |  | Rate Only
W |  |  | Large ottoman | Each |  |  | Rate Only
R

## Section 3
BOQ SECTION 3: PROVISIONAL SUMS

## Bill No. 1 - Provisional Sums
Item No. | Clause Ref: | Schedule Ref: |  | Unit | Qty | Rate | Amount
BILL NO. 1
PROVISIONAL SUMS
NOTE: All Provisional and Prime Cost Amounts are NET i.e.: there is no cash discount
NOTE: Under no circumstances may any Prime Cost - Provisional Amount, etc. be extended at an amount lower than the amount given in the Bill
-----------------------------
SUPPLEMENTARY PREAMBLES
Tenderers are referred to the following sections and/or annexures before pricing this bill.
| Volume 3 |  | Part C1: Agreement and Contract Data
| Part C1.2 |  | Contract Data – Facilities Management -DPW-04(FM)
| Part C1.3 |  | Conditions of Contract – PA-10(FM)
| Part C1.4 |  | Amendments to Standard Conditions of Contract
| Part C1.5 |  | Special Conditions of Contract
| Volume 3 |  | Part C2: Pricing Data
| Part C2.1 |  | Pricing Instructions (PG-02.1 EC)
| Volume 3 |  | Part C3: Scope of Work
| Part C3.2 |  | Scope of Work
| Volume 3 |  | Preventative Maintenance Matrix of Services
| Part C3.3 |  | Tenderers are referred to the Matrix of Services for required services applicable to individual buildings / facilities applicable to this contract.
| Volume 3 |  | Service Level Agreement and Priority Table
| Part C3.4 |  | Tenderers are referred to Service Level Agreement and Priority Table for availability and performance requirements applicable to this contract.
| Volume 3 |  | Penalty Schedule
| Part C3.5 |  | Tenderers are referred to Penalty Schedule applicable to this contract.
| Volume 3 |  | Contract Participation Goals and cidb Build Progamme
| Part C3.6 |  | Tenderers are referred to Contract Participation Goals and cidb Build Programme applicable to this contract.
| Volume 3 |  | Health and Safety Requirements
| Part C3.7 |  | Tenderers are referred to Health and Safety requirements applicable to this contract.
| Volume 3 |  | HIV/AIDS Specification (PW 1544)
| Part C3.8 |  | Tenderers are referred to HIV/AIDS Specification (PW 1544) applicable to this contract.
Notes on pricing
The Tenderer shall view the site and all existing structures thereon and make himself thoroughly acquainted with the conditions under which the works / services are to be done, the means of access to the works, the condition of the roads, the nature of the site and generally with all matters which may influence the contract and any restrictions or conditions which may be imposed by the employer and/or local authority.
No claim for any extras in connection with the position, conditions or circumstances of the work or siting of temporary structures, etc will be entertained.
-----------------------------
AUDIO VISUAL SYSTEMS
A |  |  | Provisional Sum for audio visual systems |  | PS |  | 5000000
B |  |  | Attendance and profit on item above |  | % |  | 0
DOMESTIC APPLIANCES
C |  |  | Provisional Sum for supply and delivery of domestic appliances |  | PS |  | 1600000
D |  |  | Attendance and profit on item above |  | % |  | 0
COMMERICAL CATERING APPLIANCES
E |  |  | Provisional Sum for supply and delivery of commercial appliances |  | PS |  | 4100000
F |  |  | Attendance and profit on item above |  | % |  | 0
SUPPLY AND DELIVERY OF GAS
G |  |  | Provisional Sum for supply and delivery of gas |  | PS |  | 1000000
H |  |  | Attendance and profit on item above |  | % |  | 0
SUPPLY AND DELIVERY OF DIESEL
J |  |  | Provisional Sum for supply and delivery of fuel |  | PS |  | 10000000
K |  |  | Attendance and profit on item above |  | % |  | 0
CEREMONIAL SERVICES
L |  |  | Provisional Sum for Ceremonial Services |  | PS |  | 3200000
M |  |  | Attendance and profit on item above |  | % |  | 0
RECESS CLEANING
N |  |  | Provisional Sum for Recess Cleaning |  | PS |  | 10000000
P |  |  | Attendance and profit on item above |  | % |  | 0
DIESEL SPILL KITS
Q |  |  | Provisional Sum for Diesel Spil Kits |  | PS |  | 200000
R |  |  | Attendance and profit on item above |  | % |  | 0
INFORMATION/DIRECTIONAL SIGNAGE
A |  |  | Provisional Sum for Information/Directional Signage |  | PS |  | 750000
B |  |  | Attendance and profit on item above |  | % |  | 0
LIFT VANDALISM
C |  |  | Provisional Sum for Lift Vandalish |  | PS |  | 500000
D |  |  | Attendance and profit on item above |  | % |  | 0
DIGITAL SATELITE TELEVISION
E |  |  | Provisional Sum for Digital Satelite Television |  | PS |  | 250000
F |  |  | Attendance and profit on item above |  | % |  | 0
MASTER ANTENNA TELEVISION
G |  |  | Provisional Sum for Master Antenna Television |  | PS |  | 250000
H |  |  | Attendance and profit on item above |  | % |  | 0
LOCKSMITH SERVICES
J |  |  | Provisional Sum for Locksmith Services |  | PS |  | 250000
K |  |  | Attendance and profit on item above |  | % |  | 0
SAFE SERVICES
L |  |  | Provisional Sum for Safe Services |  | PS |  | 250000
M |  |  | Attendance and profit on item above |  | % |  | 0
ALIEN AND INVASIVE SPECIES IDENTIFICATION
N |  |  | Provisional Sum for Alien Invasive Species Indentification |  | PS |  | 250000
P |  |  | Attendance and profit on item above |  | % |  | 0
REHABILITATON OF LANDSCAPED AREAS
Q |  |  | Provisional Sum for rehabilitation of landscaped areas |  | PS |  | 2000000
R |  |  | Attendance and profit on item above |  | % |  | 0
HYGIENE EQUIPMENT
A |  |  | Provisional Sum for hygiene equipment |  | PS |  | 100000
B |  |  | Attendance and profit on item above |  | % |  | 0
SANITARY BIN SERVICE
C |  |  | Provisional Sum for sanitary bin service |  | PS |  | 100000
D |  |  | Attendance and profit on item above |  | % |  | 0
SANITISER UNITS AND CONSUMABLES
E |  |  | Provisional Sum for sanitiser units and consumables |  | PS |  | 100000
F |  |  | Attendance and profit on item above |  | % |  | 0
EMERGENCY ON-CALL CLEANING
G |  |  | Provisional Sum for emergency on-call cleaning |  | PS |  | 750000
H |  |  | Attendance and profit on item above |  | % |  | 0
ENVIRONMENTAL SPILLAGES
J |  |  | Provisional Sum for environmental spillages |  | PS |  | 300000
K |  |  | Attendance and profit on item above |  | % |  | 0
HAZARDOUS WASTE
L |  |  | Provisional Sum for hazardous waste |  | PS |  | 750000
M |  |  | Attendance and profit on item above |  | % |  | 0
|  |  | Total Carried to Final Summary |  |  | R

## Final Summary Page -PM
FINAL SUMMARY PAGE - PREVENTATIVE MAINTENANCE

## Final Summary - Preventative
FINAL SUMMARY - PREVENTATIVE MAINTENANCE
|  | Page No. |  | Amount
Section 1 | MANAGEMENT AND ADMINISTRATION
Bill No. 1 | Preliminaries and General | 19 | R | 0
Bill No. 2 | Health and Safety | 24 | R | 0
Bill No. 3 | HIV/AIDS Requirements | 26 | R | 0
Section 2 | BUILDINGS AND SERVICES
Bill No. 1 | 90 Plein Street | 49 | R | 0
Bill No. 2 | 100 Plein Street | 71 | R | 0
Bill No. 3 | 120 Plein Street | 93 | R | 0
Bill No. 4 | Stalplein | 115 | R | 0
Bill No. 5 | Africa House | 137 | R | 0
Bill No. 6 | Marks Building | 159 | R | 0
Bill No. 7 | National Council of Provinces | 181 | R | 0
Bill No. 8 | Old Assembly | 203 | R | 0
Bill No. 9 | National Assembly and Link Building | 225 | R | 0
Bill No. 10 | Bakers Cottage | 247 | R | 0
Bill No. 11 | Good Hope Building | 269 | R | 0
Bill No. 12 | Tuynhuys | 291 | R | 0
Bill No. 13 | Old Gardeners Cottage | 313 | R | 0
Bill No. 14 | Belvedere Building | 335 | R | 0
Bill No. 15 | Conservation Centre | 357 | R | 0
Bill No. 16 | Swans Building | 379 | R | 0
Bill No. 17 | Complex Grounds | 401 | R | 0
Bill No. 18 | Parliament Towers | 423 | R | 0
Bill No. 19 | Garmor House | 445 | R | 0
Bill No. 20 | Garmor House Parking | 467 | R | 0
Bill No. 21 | Nieuwmeester Parking | 489 | R | 0
Bill No. 22 | Hope Street Parking | 511 | R | 0
Bill No. 23 | Service 9 - Ceremonial Services | 515 | R | 0
Bill No. 24 | Recess Cleaning - Rate Only Trade | 521 |  | Rate Only
Section 3 | PROVISIONAL SUMS
Bill No. 1 | Provisional Sums | 527 |  | 0
| SUB-TOTAL |  | R | 0
| Add : Value Added Tax (15%) | 15% | R | 0
| Carried to Total Final Tender Summary |  | R | 0